## Cover
Net Zero Building Retrofit Guides
Life Cycle Cost Analysis

## Life Cycle Cost Analysis
Life Cycle Cost Analysis (LCCA)
This tool can be used to estimate the life cycle cost for a selected net zero retrofit measure in comparison to business as usual operations.
| Instructions - To begin, input the characteristics of your building, followed by the building's current energy use. Next, select a net zero retrofit measure and review the net present value inputs. Any inputs with default values can be left blank if the values are not known. Once completed, scroll down to the next page to view the LCCA results for the selected net zero retrofit. |  |  |  |  | ❹ Review the net present value inputs
[7 empty] | Select if you want to modify the default net present value inputs? | [5 empty] | Yes - Show Inputs
| ❶ Input your building's characteristics | [5 empty] | Capital Cost Option: ⓘ | 1 - User Defined or Default Retrofit Premium Costs
Building Type Assumption:
|  | Building Type: |  |  |  | User Defined Retrofit Premium Cost:
Default Rate:
|  | Area: |  | ft²
| ❷ Input your current building's energy data | [5 empty] | If business as usual retrofit and/or net zero retrofit total costs are known:
User Defined Business as Usual Total Cost:
Enter your building's energy use (if known). If energy use is not known, the following default values will be used based on the building characteristics you inputted:
User Defined Retrofit Total Cost:
Default Rate:
|  | Natural Gas Use: |  | m³/year | #N/A |  | Input the following metrics for the net present value calculation. The default rate will be used for all cells left blank.
|  | Electricity Use: |  | kWh/year | 0 kWh/year
[6 empty] | Natural Gas Escalation Rate: | [6 empty] | Default Rate:
|  | Is the building currently connected to a District heating system? | [10 empty] | 2% / year
Electricity Escalation Rate:
|  | District Heating Energy Use: | [10 empty] | 2% / year
|  |  |  | ekWh/year | 0 ekWh/year | District Energy Escalation Rate:
|  | Enter your energy use cost rates (if known), excluding delivery costs. If energy rates are not known, the following default values will be used: | [10 empty] | 2% / year
[5 empty] | Default Rate: |  | Hold Period: ⓘ | [5 empty] | 25 years
|  | Natural Gas Cost Rate: |  | $/m³ | $0.15 / m³
| Electricity Cost Rate: | [5 empty] | Discount Rate: | [5 empty] | 4%
|  |  |  | $/kWh | $0.13 / kWh
District Heating Energy Cost Rate:
|  |  |  | $/ekWh | $0.11 / ekWh ⓘ | Select a carbon tax scenario: |  | No Carbon Tax
| ❸ Select your net zero retrofit measure | [6 empty] | 2025 | 2030 | 2035 | 2040 | 2045 | 2050
[7 empty] | Natural Gas Emission Rate: | 0.168 | 0.163 | 0.163 | 0.163 | 0.163 | 0.163 | kgCO₂e/ekWh
[7 empty] | Electricity Emission Rate: | 0.05 | 0.05 | 0.03 | 0.015 | 0.01 | 0.01 | kgCO₂e/kWh
|  | Net Zero Retrofit Measure: |  |  |  |  | District Heating Emission Rate: | 0.21719 | 0.21719 | 0.21719 | 0.21719 | 0.21719 | 0.21719 | kgCO₂e/ekWh
[7 empty] | Carbon Tax Rate: | 0 | 0 | 0 | 0 | 0 | 0 | $/kgCO₂e
[6 empty] | User Defined Carbon Tax Rate: | [7 empty] | $/kgCO₂e
Ensure the building type is entered before selecting a net zero retrofit measure.
By implementing the selected net zero measure on the inputted building:
Life Cycle Cost Results:
Building Type: |  |  | 0 |  | Annual Energy Use ⓘ
In comparison to business as usual operations, the selected retrofit will result in annual building energy use to be:
Area: |  |  | ft²
Assumed Characteristics: Refer to the COT Sector-Specific Retrofit Guides for further building characteristics
#N/A
Annual GHG Emissions ⓘ
In comparison to business as usual operations, the selected retrofit will result in annual building greenhouse gas emissions to be:
Selected Retrofit: |  |  | 0
#N/A
Capital Cost ⓘ
In comparison to business as usual capital investments, the selected retrofit will result in:
#N/A
Annual Utility Cost ⓘ
In comparison to business as usual operations, the selected retrofit will result in annual utility costs to be:
#N/A
Annual Carbon Tax Cost ⓘ
In comparison to business as usual operations, the selected retrofit will result in annual building carbon tax to be:
Carbon Tax is not estimated or not significant
Net Present Value ⓘ
In comparison to business as usual operations, the selected retrofit will result in total costs during the hold period to be:
#N/A
[5 empty] | Payback Period ⓘ |  | -
The retrofit investment will not payback within the hold period.
Business as Usual Operations
Net Zero Retrofit Measure (Upper & Lower Range)
Note on Q13: 1 - Retrofit Premium Capital Cost = If no cost is entered, the default rate is used. or = User enters the premium retrofit capital costs 2 - User Defined BAU & Retrofit Premium Costs = User enters the total cost for a BAU retrofit and the calculation uses either the default or user-entered premium retrofit cost. 3 - User Defined BAU & Retrofit Total Costs = User enters both the total cost for a BAU retrofit and the total cost for the retrofit.
Note on Q35: Hold Period = is how long will you own/ operate the building. Enter a value between 1-25 years
Note on K40: Note District energy costs vary widely, so it is strongly recommended to enter a user-defined district heating rate. Review your district energy utility bill or contact your provider to obtain this rate.
Note on K56: Annual Energy Use = the total amount of energy the building uses over the year
Note on K62: Annual GHG Emissions = the total greenhouse gases the building releases each year, contributing to climate change.
Note on K68: Capital costs = the upfront investment costs to implement the retrofit.
Note on K74: Utility Costs = the costs paid each month for energy use, such as electricity and natural gas.
Note on K80: Annual Carbon Tax Costs = the costs paid as a result of emitting greenhouse gas emissions.
Note on K87: Net Present Value = the overall value of an retrofit investment when considering both its capital investment costs and future utility savings.
Note on K94: Payback Period = the time it takes for the retrofit investment to be paid back from operational cost savings.

## Tool Calc Sheet (hidden)
Tool Calc Sheet
Metric | Unit |  | Notes
Building Type | Text | 0 | Pull from front end
Building Vintage |  | #N/A | Pull from EUI/m2 database
Area | ft2 | 0 | Pull from front end
Area | m2 | 0
Natural Gas Use Intensity/m2 | kWh/m2 | #N/A | Pull from EUI/m2 database
Electricity Use Intensity/m2 | kWh/m2 | #N/A | Pull from EUI/m2 database
Total Energy Use Intensity/m2 | kWh/m2 | #N/A | Pull from EUI/m2 database
Existing Building Values
Existing NG Use Default | kWh | #N/A | Formula NG Use/m2 * Area
Existing NG Use Default | m3 | #N/A
Existing NG Use User Input | m3 | 0 | Pull from front end
Existing NG Use User Input | kWh | 0 | Formula - Converts to kWh | Gas m3 To kWh Calculator: Gas Cubic Meter To kWh Conversion + Chart - LearnMetrics
Natural Gas Use | kWh | #N/A | Formula - Selects either default or input
Existing Electricity Use Default | kWh | #N/A | Formula Elec Use/m2 * Area
Existing Electricity Use User Input | kWh | 0 | Pull from front end
Electricity Use | kWh | #N/A | Formula - Selects either default or input
Connected to District Energy? |  | 0 | Pull from front end
District Energy Use Default | kWh | 0 | Formula
District Energy Use User Input | kWh | 0 | Pull from front end
District Energy Use | kWh | 0 | Formula - Selects either default or input
Existing Total Energy Use | kWh | #N/A
Existing NG Rate Default | $/kWh | 0.014218 | Constant Value - research | Max based on https://www.oeb.ca/consumer-information-and-protection/natural-gas-rates
Existing NG Rate Default | $/m3 | 0.15
Existing NG Rate User Input | $/m3 | 0 | Pull from front end
Existing NG Rate User Input | $/kWh | 0 | Formula - Converts to kWh
Existing NG Rate | $/kWh | 0.014218 | Formula - Selects either default or input
Existing Electricity Rate Default | $/kWh | 0.13033 | Constant Value - research | Average based on https://www.oeb.ca/consumer-information-and-protection/electricity-rates
Existing Electricity Rate User Input | $/kWh | 0 | Pull from front end
Existing Electricity Rate | $/kWh | 0.13033 | Formula - Selects either default or input
Existing District Rate Default | $/kWh | 0.11 | Constant Value - research | (Assumes $110/mWh) https://www.surrey.ca/about-surrey/sustainability-energy-services/surrey-city-energy/district-energy-rates-and-billing
Existing District Rate User Input | $/kWh | 0
Existing District Rate | $/kWh | 0.11
Natural Gas Escalation Rate Default | % | 2% | Constant Value
Natural Gas Escalation Rate User Input | % | 0% | Pull from front end
Natural Gas Escalation Rate | % | 2% | Formula - Selects either default or input
Electricity Escalation Rate Default | % | 2% | Constant Value
Electricity Escalation Rate User Input | % | 0% | Pull from front end
Electricity Escalation Rate | % | 2% | Formula - Selects either default or input
District Energy Escalation Rate Default | % | 2% | Constant Value
District Energy Escalation Rate User Input | % | 0% | Pull from front end
District Energy Escalation Rate | % | 2% | Formula - Selects either default or input
Hold Period Rate Default | # | 25 | Constant Value
Hold Period User Input | # | 0 | Pull from front end
Hold Period | # | 25 | Formula - Selects either default or input
Discount Rate Default | % | 4% | Constant Value
Discount User Input | % | 0% | Pull from front end
Discount Rate | % | 4% | Formula - Selects either default or input
Carbon Tax Rate Scenario | Dropdown option | No Carbon Tax | Pull from front end
Retrofit Measure
Selected Retrofit Measure | Text | 0 | Pull from front end
Capital Cost Premium User Input: | $ | 0 | Pull from front end
Capital Cost Premium Default - LOW | $ | #N/A
Capital Cost Premium Default - HIGH | $ | #N/A
Business as Usual Total Capital Cost User Input: | $ | 0 | Pull from front end
Net zero retrofit Total Capital Cost User Input: | $ | 0 | Pull from front end
Cost Scenarios |  | BAU: | Retrofit LOW | Retrofit HIGH | - Assumes User Input is same value for high and low
1 - User Defined or Default Retrofit Premium Costs | $ | 0 | #N/A | #N/A
2 - User Defined BAU Total & Retrofit Premium Costs | $ | 0 | 0 | 0
3 - User Defined BAU Total & Retrofit Total Costs | $ | 0 | 0 | 0
Cost Calculation Option | Dropdown option | 1 - User Defined or Default Retrofit Premium Costs
|  | BAU: | Retrofit LOW | Retrofit HIGH
Selected Option | $ | 0 | #N/A | #N/A
Total Energy Savings - LOW | % | #N/A | Pull from Retrofit Data
Total Energy Savings - HIGH | % | #N/A | Pull from Retrofit Data
% NG - LOW | % | #N/A | Pull from Retrofit Data
% NG - HIGH | % | #N/A | Pull from Retrofit Data
%Elec - LOW | % | #N/A | Pull from Retrofit Data
%Elec - HIGH | % | #N/A | Pull from Retrofit Data
% DES Added - LOW | % | #N/A | Pull from Retrofit Data
% DES Added - HIGH | % | #N/A | Pull from Retrofit Data
% Elec Added - LOW | % | #N/A | Pull from Retrofit Data
% Elec Added - HIGH | % | #N/A | Pull from Retrofit Data
Hold Period | # | 25
Hold Period - Letter | Cell Ref | AE1
| Column Ref | AE
LCCA
Year |  |  |  | 2025 | 2026 | 2027 | 2028 | 2029 | 2030 | 2031 | 2032 | 2033 | 2034 | 2035 | 2036 | 2037 | 2038 | 2039 | 2040 | 2041 | 2042 | 2043 | 2044 | 2045 | 2046 | 2047 | 2048 | 2049 | 2050
Year # |  |  |  | 0 | 1 | 2 | 3 | 4 | 5 | 6 | 7 | 8 | 9 | 10 | 11 | 12 | 13 | 14 | 15 | 16 | 17 | 18 | 19 | 20 | 21 | 22 | 23 | 24 | 25
Constant Value Row | bar: 2025 0 to 2050 25
Energy | Unit | Accumulative sum for Hold Years | At End of Hold Year
Existing Electricity Energy | kWh/ Year | #N/A | #N/A | #N/A | #N/A | #N/A | #N/A | #N/A | #N/A | #N/A | #N/A | #N/A | #N/A | #N/A | #N/A | #N/A | #N/A | #N/A | #N/A | #N/A | #N/A | #N/A | #N/A | #N/A | #N/A | #N/A | #N/A | #N/A | #N/A
Existing Natural Gas Energy | kWh/ Year | #N/A | #N/A | #N/A | #N/A | #N/A | #N/A | #N/A | #N/A | #N/A | #N/A | #N/A | #N/A | #N/A | #N/A | #N/A | #N/A | #N/A | #N/A | #N/A | #N/A | #N/A | #N/A | #N/A | #N/A | #N/A | #N/A | #N/A | #N/A
Existing District Energy | kWh/ Year | 0 | 0 | 0 | 0 | 0 | 0 | 0 | 0 | 0 | 0 | 0 | 0 | 0 | 0 | 0 | 0 | 0 | 0 | 0 | 0 | 0 | 0 | 0 | 0 | 0 | 0 | 0 | 0
Total Existing Energy | kWh/ Year | #N/A | #N/A | #N/A | #N/A | #N/A | #N/A | #N/A | #N/A | #N/A | #N/A | #N/A | #N/A | #N/A | #N/A | #N/A | #N/A | #N/A | #N/A | #N/A | #N/A | #N/A | #N/A | #N/A | #N/A | #N/A | #N/A | #N/A | #N/A
Proposed Electricity Energy - LOW | kWh/ Year | #N/A | #N/A | #N/A | #N/A | #N/A | #N/A | #N/A | #N/A | #N/A | #N/A | #N/A | #N/A | #N/A | #N/A | #N/A | #N/A | #N/A | #N/A | #N/A | #N/A | #N/A | #N/A | #N/A | #N/A | #N/A | #N/A | #N/A | #N/A
Proposed Electricity Energy - HIGH | kWh/ Year | #N/A | #N/A | #N/A | #N/A | #N/A | #N/A | #N/A | #N/A | #N/A | #N/A | #N/A | #N/A | #N/A | #N/A | #N/A | #N/A | #N/A | #N/A | #N/A | #N/A | #N/A | #N/A | #N/A | #N/A | #N/A | #N/A | #N/A | #N/A
Proposed Natural Gas Energy - LOW | kWh/ Year | #N/A | #N/A | #N/A | #N/A | #N/A | #N/A | #N/A | #N/A | #N/A | #N/A | #N/A | #N/A | #N/A | #N/A | #N/A | #N/A | #N/A | #N/A | #N/A | #N/A | #N/A | #N/A | #N/A | #N/A | #N/A | #N/A | #N/A | #N/A
Proposed Natural Gas Energy - HIGH | kWh/ Year | #N/A | #N/A | #N/A | #N/A | #N/A | #N/A | #N/A | #N/A | #N/A | #N/A | #N/A | #N/A | #N/A | #N/A | #N/A | #N/A | #N/A | #N/A | #N/A | #N/A | #N/A | #N/A | #N/A | #N/A | #N/A | #N/A | #N/A | #N/A
Proposed District Energy - LOW | kWh/ Year | #N/A | #N/A | #N/A | #N/A | #N/A | #N/A | #N/A | #N/A | #N/A | #N/A | #N/A | #N/A | #N/A | #N/A | #N/A | #N/A | #N/A | #N/A | #N/A | #N/A | #N/A | #N/A | #N/A | #N/A | #N/A | #N/A | #N/A | #N/A
Proposed District Energy _ HIGH | kWh/ Year | #N/A | #N/A | #N/A | #N/A | #N/A | #N/A | #N/A | #N/A | #N/A | #N/A | #N/A | #N/A | #N/A | #N/A | #N/A | #N/A | #N/A | #N/A | #N/A | #N/A | #N/A | #N/A | #N/A | #N/A | #N/A | #N/A | #N/A | #N/A
Total Proposed Energy - LOW | kWh/ Year | #N/A | #N/A | #N/A | #N/A | #N/A | #N/A | #N/A | #N/A | #N/A | #N/A | #N/A | #N/A | #N/A | #N/A | #N/A | #N/A | #N/A | #N/A | #N/A | #N/A | #N/A | #N/A | #N/A | #N/A | #N/A | #N/A | #N/A | #N/A
Total Proposed Energy - HIGH | kWh/ Year | #N/A | #N/A | #N/A | #N/A | #N/A | #N/A | #N/A | #N/A | #N/A | #N/A | #N/A | #N/A | #N/A | #N/A | #N/A | #N/A | #N/A | #N/A | #N/A | #N/A | #N/A | #N/A | #N/A | #N/A | #N/A | #N/A | #N/A | #N/A
Emissions
Natural Gas Emission Rate: | kg CO2e/m3 |  |  | 1.921 | 1.921 | 1.921 | 1.921 | 1.921 | 1.921 | 1.921 | 1.921 | 1.921 | 1.921 | 1.921 | 1.921 | 1.921 | 1.921 | 1.921 | 1.921 | 1.921 | 1.921 | 1.921 | 1.921 | 1.921 | 1.921 | 1.921 | 1.921 | 1.921 | 1.921
Natural Gas Emission Rate: | kg CO2e/kWh |  |  | 0.168 | 0.167 | 0.166 | 0.165 | 0.164 | 0.163 | 0.163 | 0.163 | 0.163 | 0.163 | 0.163 | 0.163 | 0.163 | 0.163 | 0.163 | 0.163 | 0.163 | 0.163 | 0.163 | 0.163 | 0.163 | 0.163 | 0.163 | 0.163 | 0.163 | 0.163
Electricity Emission Rate: | kg CO2e/kWh |  |  | 0.05 | 0.05 | 0.05 | 0.05 | 0.05 | 0.05 | 0.03 | 0.03 | 0.03 | 0.03 | 0.03 | 0.015 | 0.015 | 0.015 | 0.015 | 0.015 | 0.01 | 0.01 | 0.01 | 0.01 | 0.01 | 0.01 | 0.01 | 0.01 | 0.01 | 0.01
District Energy Emission Rate: | kg CO2e/kWh |  |  | 0.21719 | 0.21719 | 0.21719 | 0.21719 | 0.21719 | 0.21719 | 0.21719 | 0.21719 | 0.21719 | 0.21719 | 0.21719 | 0.21719 | 0.21719 | 0.21719 | 0.21719 | 0.21719 | 0.21719 | 0.21719 | 0.21719 | 0.21719 | 0.21719 | 0.21719 | 0.21719 | 0.21719 | 0.21719 | 0.21719
Low Carbon District Emission Rate: | kg CO2e/kWh |  |  | 0.05 | 0.05 | 0.05 | 0.05 | 0.05 | 0.05 | 0.05 | 0.05 | 0.05 | 0.05 | 0.05 | 0.05 | 0.05 | 0.05 | 0.05 | 0.05 | 0.05 | 0.05 | 0.05 | 0.05 | 0.05 | 0.05 | 0.05 | 0.05 | 0.05 | 0.05
Existing Electricity Emissions | kg CO2e | #N/A | #N/A | #N/A | #N/A | #N/A | #N/A | #N/A | #N/A | #N/A | #N/A | #N/A | #N/A | #N/A | #N/A | #N/A | #N/A | #N/A | #N/A | #N/A | #N/A | #N/A | #N/A | #N/A | #N/A | #N/A | #N/A | #N/A | #N/A
Existing Natural Gas Emissions | kg CO2e | #N/A | #N/A | #N/A | #N/A | #N/A | #N/A | #N/A | #N/A | #N/A | #N/A | #N/A | #N/A | #N/A | #N/A | #N/A | #N/A | #N/A | #N/A | #N/A | #N/A | #N/A | #N/A | #N/A | #N/A | #N/A | #N/A | #N/A | #N/A
Existing District Energy Emissions | kg CO2e | 0 | 0 | 0 | 0 | 0 | 0 | 0 | 0 | 0 | 0 | 0 | 0 | 0 | 0 | 0 | 0 | 0 | 0 | 0 | 0 | 0 | 0 | 0 | 0 | 0 | 0 | 0 | 0
Existing Total Emissions | kg CO2e | #N/A | #N/A | #N/A | #N/A | #N/A | #N/A | #N/A | #N/A | #N/A | #N/A | #N/A | #N/A | #N/A | #N/A | #N/A | #N/A | #N/A | #N/A | #N/A | #N/A | #N/A | #N/A | #N/A | #N/A | #N/A | #N/A | #N/A | #N/A
Proposed Electricity Emissions - LOW | kg CO2e | #N/A | #N/A | #N/A | #N/A | #N/A | #N/A | #N/A | #N/A | #N/A | #N/A | #N/A | #N/A | #N/A | #N/A | #N/A | #N/A | #N/A | #N/A | #N/A | #N/A | #N/A | #N/A | #N/A | #N/A | #N/A | #N/A | #N/A | #N/A
Proposed Electricity Emissions - HIGH | kg CO2e | #N/A | #N/A | #N/A | #N/A | #N/A | #N/A | #N/A | #N/A | #N/A | #N/A | #N/A | #N/A | #N/A | #N/A | #N/A | #N/A | #N/A | #N/A | #N/A | #N/A | #N/A | #N/A | #N/A | #N/A | #N/A | #N/A | #N/A | #N/A
Proposed Natural Gas Emissions - LOW | kg CO2e | #N/A | #N/A | #N/A | #N/A | #N/A | #N/A | #N/A | #N/A | #N/A | #N/A | #N/A | #N/A | #N/A | #N/A | #N/A | #N/A | #N/A | #N/A | #N/A | #N/A | #N/A | #N/A | #N/A | #N/A | #N/A | #N/A | #N/A | #N/A
Proposed Natural Gas Emissions - HIGH | kg CO2e | #N/A | #N/A | #N/A | #N/A | #N/A | #N/A | #N/A | #N/A | #N/A | #N/A | #N/A | #N/A | #N/A | #N/A | #N/A | #N/A | #N/A | #N/A | #N/A | #N/A | #N/A | #N/A | #N/A | #N/A | #N/A | #N/A | #N/A | #N/A
Proposed District Energy Emissions - LOW | kg CO2e | #N/A | #N/A | #N/A | #N/A | #N/A | #N/A | #N/A | #N/A | #N/A | #N/A | #N/A | #N/A | #N/A | #N/A | #N/A | #N/A | #N/A | #N/A | #N/A | #N/A | #N/A | #N/A | #N/A | #N/A | #N/A | #N/A | #N/A | #N/A
Proposed District Energy Emissions - HIGH | kg CO2e | #N/A | #N/A | #N/A | #N/A | #N/A | #N/A | #N/A | #N/A | #N/A | #N/A | #N/A | #N/A | #N/A | #N/A | #N/A | #N/A | #N/A | #N/A | #N/A | #N/A | #N/A | #N/A | #N/A | #N/A | #N/A | #N/A | #N/A | #N/A
Proposed Total Emissions - LOW | kg CO2e | #N/A | #N/A | #N/A | #N/A | #N/A | #N/A | #N/A | #N/A | #N/A | #N/A | #N/A | #N/A | #N/A | #N/A | #N/A | #N/A | #N/A | #N/A | #N/A | #N/A | #N/A | #N/A | #N/A | #N/A | #N/A | #N/A | #N/A | #N/A
Proposed Total Emissions - HIGH | kg CO2e | #N/A | #N/A | #N/A | #N/A | #N/A | #N/A | #N/A | #N/A | #N/A | #N/A | #N/A | #N/A | #N/A | #N/A | #N/A | #N/A | #N/A | #N/A | #N/A | #N/A | #N/A | #N/A | #N/A | #N/A | #N/A | #N/A | #N/A | #N/A
Operational Costs
Electricity Cost Rate | $/kWh |  |  | 0.13033 | 0.13294 | 0.1356 | 0.13831 | 0.14108 | 0.1439 | 0.14678 | 0.14971 | 0.15271 | 0.15576 | 0.15888 | 0.16205 | 0.16529 | 0.1686 | 0.17197 | 0.17541 | 0.17892 | 0.1825 | 0.18615 | 0.18987 | 0.19367 | 0.19754 | 0.20149 | 0.20552 | 0.20963 | 0.21383
Natural Gas Cost Rate | $/kWh |  |  | 0.014218 | 0.014502 | 0.014792 | 0.015088 | 0.01539 | 0.015698 | 0.016012 | 0.016332 | 0.016659 | 0.016992 | 0.017332 | 0.017678 | 0.018032 | 0.018393 | 0.01876 | 0.019136 | 0.019518 | 0.019909 | 0.020307 | 0.020713 | 0.021127 | 0.02155 | 0.021981 | 0.02242 | 0.022869 | 0.023326
District Cost Rate | $/kWh |  |  | 0.11 | 0.1122 | 0.11444 | 0.11673 | 0.11907 | 0.12145 | 0.12388 | 0.12636 | 0.12888 | 0.13146 | 0.13409 | 0.13677 | 0.13951 | 0.1423 | 0.14514 | 0.14805 | 0.15101 | 0.15403 | 0.15711 | 0.16025 | 0.16345 | 0.16672 | 0.17006 | 0.17346 | 0.17693 | 0.18047
Carbon Tax Rate: | $ |  |  | 0 | 0 | 0 | 0 | 0 | 0 | 0 | 0 | 0 | 0 | 0 | 0 | 0 | 0 | 0 | 0 | 0 | 0 | 0 | 0 | 0 | 0 | 0 | 0 | 0 | 0
Existing Electricity Operational Cost | $ | #N/A | #N/A | #N/A | #N/A | #N/A | #N/A | #N/A | #N/A | #N/A | #N/A | #N/A | #N/A | #N/A | #N/A | #N/A | #N/A | #N/A | #N/A | #N/A | #N/A | #N/A | #N/A | #N/A | #N/A | #N/A | #N/A | #N/A | #N/A
Existing Natural Gas Operational Cost | $ | #N/A | #N/A | #N/A | #N/A | #N/A | #N/A | #N/A | #N/A | #N/A | #N/A | #N/A | #N/A | #N/A | #N/A | #N/A | #N/A | #N/A | #N/A | #N/A | #N/A | #N/A | #N/A | #N/A | #N/A | #N/A | #N/A | #N/A | #N/A
Existing District Operational Cost | $ | 0 | 0 | 0 | 0 | 0 | 0 | 0 | 0 | 0 | 0 | 0 | 0 | 0 | 0 | 0 | 0 | 0 | 0 | 0 | 0 | 0 | 0 | 0 | 0 | 0 | 0 | 0 | 0
Total Existing Operational Cost | $ | #N/A | #N/A | #N/A | #N/A | #N/A | #N/A | #N/A | #N/A | #N/A | #N/A | #N/A | #N/A | #N/A | #N/A | #N/A | #N/A | #N/A | #N/A | #N/A | #N/A | #N/A | #N/A | #N/A | #N/A | #N/A | #N/A | #N/A | #N/A
Proposed Electricity Cost - LOW | $ | #N/A | #N/A | #N/A | #N/A | #N/A | #N/A | #N/A | #N/A | #N/A | #N/A | #N/A | #N/A | #N/A | #N/A | #N/A | #N/A | #N/A | #N/A | #N/A | #N/A | #N/A | #N/A | #N/A | #N/A | #N/A | #N/A | #N/A | #N/A
Proposed Electricity Cost - HIGH | $ | #N/A | #N/A | #N/A | #N/A | #N/A | #N/A | #N/A | #N/A | #N/A | #N/A | #N/A | #N/A | #N/A | #N/A | #N/A | #N/A | #N/A | #N/A | #N/A | #N/A | #N/A | #N/A | #N/A | #N/A | #N/A | #N/A | #N/A | #N/A
Proposed Natural Gas Cost - LOW | $ | #N/A | #N/A | #N/A | #N/A | #N/A | #N/A | #N/A | #N/A | #N/A | #N/A | #N/A | #N/A | #N/A | #N/A | #N/A | #N/A | #N/A | #N/A | #N/A | #N/A | #N/A | #N/A | #N/A | #N/A | #N/A | #N/A | #N/A | #N/A
Proposed Natural Gas Cost - HIGH | $ | #N/A | #N/A | #N/A | #N/A | #N/A | #N/A | #N/A | #N/A | #N/A | #N/A | #N/A | #N/A | #N/A | #N/A | #N/A | #N/A | #N/A | #N/A | #N/A | #N/A | #N/A | #N/A | #N/A | #N/A | #N/A | #N/A | #N/A | #N/A
Proposed District Cost - LOW | $ | #N/A | #N/A | #N/A | #N/A | #N/A | #N/A | #N/A | #N/A | #N/A | #N/A | #N/A | #N/A | #N/A | #N/A | #N/A | #N/A | #N/A | #N/A | #N/A | #N/A | #N/A | #N/A | #N/A | #N/A | #N/A | #N/A | #N/A | #N/A
Proposed District Cost _ HIGH | $ | #N/A | #N/A | #N/A | #N/A | #N/A | #N/A | #N/A | #N/A | #N/A | #N/A | #N/A | #N/A | #N/A | #N/A | #N/A | #N/A | #N/A | #N/A | #N/A | #N/A | #N/A | #N/A | #N/A | #N/A | #N/A | #N/A | #N/A | #N/A
Total Proposed Operational Cost - LOW | $ | #N/A | #N/A | #N/A | #N/A | #N/A | #N/A | #N/A | #N/A | #N/A | #N/A | #N/A | #N/A | #N/A | #N/A | #N/A | #N/A | #N/A | #N/A | #N/A | #N/A | #N/A | #N/A | #N/A | #N/A | #N/A | #N/A | #N/A | #N/A
Total Proposed Operational Cost - HIGH | $ | #N/A | #N/A | #N/A | #N/A | #N/A | #N/A | #N/A | #N/A | #N/A | #N/A | #N/A | #N/A | #N/A | #N/A | #N/A | #N/A | #N/A | #N/A | #N/A | #N/A | #N/A | #N/A | #N/A | #N/A | #N/A | #N/A | #N/A | #N/A
Carbon Tax
Existing Carbon Tax | $ | #N/A | #N/A | #N/A | #N/A | #N/A | #N/A | #N/A | #N/A | #N/A | #N/A | #N/A | #N/A | #N/A | #N/A | #N/A | #N/A | #N/A | #N/A | #N/A | #N/A | #N/A | #N/A | #N/A | #N/A | #N/A | #N/A | #N/A | #N/A
Proposed Carbon Tax - LOW | $ | #N/A | #N/A | #N/A | #N/A | #N/A | #N/A | #N/A | #N/A | #N/A | #N/A | #N/A | #N/A | #N/A | #N/A | #N/A | #N/A | #N/A | #N/A | #N/A | #N/A | #N/A | #N/A | #N/A | #N/A | #N/A | #N/A | #N/A | #N/A
Proposed Carbon Tax - HIGH | $ | #N/A | #N/A | #N/A | #N/A | #N/A | #N/A | #N/A | #N/A | #N/A | #N/A | #N/A | #N/A | #N/A | #N/A | #N/A | #N/A | #N/A | #N/A | #N/A | #N/A | #N/A | #N/A | #N/A | #N/A | #N/A | #N/A | #N/A | #N/A
Total Existing Operational Costs | $ | #N/A | #N/A | #N/A | #N/A | #N/A | #N/A | #N/A | #N/A | #N/A | #N/A | #N/A | #N/A | #N/A | #N/A | #N/A | #N/A | #N/A | #N/A | #N/A | #N/A | #N/A | #N/A | #N/A | #N/A | #N/A | #N/A | #N/A | #N/A
Total Proposed Operational Costs - LOW | $ | #N/A | #N/A | #N/A | #N/A | #N/A | #N/A | #N/A | #N/A | #N/A | #N/A | #N/A | #N/A | #N/A | #N/A | #N/A | #N/A | #N/A | #N/A | #N/A | #N/A | #N/A | #N/A | #N/A | #N/A | #N/A | #N/A | #N/A | #N/A
Total Proposed Operational Costs - HIGH | $ | #N/A | #N/A | #N/A | #N/A | #N/A | #N/A | #N/A | #N/A | #N/A | #N/A | #N/A | #N/A | #N/A | #N/A | #N/A | #N/A | #N/A | #N/A | #N/A | #N/A | #N/A | #N/A | #N/A | #N/A | #N/A | #N/A | #N/A | #N/A
Operational Cost Savings - LOW | $ | #N/A |  | #N/A | #N/A | #N/A | #N/A | #N/A | #N/A | #N/A | #N/A | #N/A | #N/A | #N/A | #N/A | #N/A | #N/A | #N/A | #N/A | #N/A | #N/A | #N/A | #N/A | #N/A | #N/A | #N/A | #N/A | #N/A | #N/A
Operational Cost Savings - HIGH | $ | #N/A |  | #N/A | #N/A | #N/A | #N/A | #N/A | #N/A | #N/A | #N/A | #N/A | #N/A | #N/A | #N/A | #N/A | #N/A | #N/A | #N/A | #N/A | #N/A | #N/A | #N/A | #N/A | #N/A | #N/A | #N/A | #N/A | #N/A
Accumulative Operational Cost Savings - LOW | $ |  |  | #N/A | #N/A | #N/A | #N/A | #N/A | #N/A | #N/A | #N/A | #N/A | #N/A | #N/A | #N/A | #N/A | #N/A | #N/A | #N/A | #N/A | #N/A | #N/A | #N/A | #N/A | #N/A | #N/A | #N/A | #N/A | #N/A
Payback - LOW | True/False |  |  | #N/A | #N/A | #N/A | #N/A | #N/A | #N/A | #N/A | #N/A | #N/A | #N/A | #N/A | #N/A | #N/A | #N/A | #N/A | #N/A | #N/A | #N/A | #N/A | #N/A | #N/A | #N/A | #N/A | #N/A | #N/A | #N/A
Accumulative Operational Cost Savings - HIGH | $ |  |  | #N/A | #N/A | #N/A | #N/A | #N/A | #N/A | #N/A | #N/A | #N/A | #N/A | #N/A | #N/A | #N/A | #N/A | #N/A | #N/A | #N/A | #N/A | #N/A | #N/A | #N/A | #N/A | #N/A | #N/A | #N/A | #N/A
Payback - HIGH | True/False |  |  | #N/A | #N/A | #N/A | #N/A | #N/A | #N/A | #N/A | #N/A | #N/A | #N/A | #N/A | #N/A | #N/A | #N/A | #N/A | #N/A | #N/A | #N/A | #N/A | #N/A | #N/A | #N/A | #N/A | #N/A | #N/A | #N/A
Capital Costs
Business as Usual Capital Cost | $ | 0 |  | 0 | 0 | 0 | 0 | 0 | 0 | 0 | 0 | 0 | 0 | 0 | 0 | 0 | 0 | 0 | 0 | 0 | 0 | 0 | 0 | 0 | 0 | 0 | 0 | 0 | 0
Proposed Retrofit Cost - LOW | $ | #N/A |  | #N/A | 0 | 0 | 0 | 0 | 0 | 0 | 0 | 0 | 0 | 0 | 0 | 0 | 0 | 0 | 0 | 0 | 0 | 0 | 0 | 0 | 0 | 0 | 0 | 0 | 0
Proposed Retrofit Cost - HIGH | $ | #N/A |  | #N/A | 0 | 0 | 0 | 0 | 0 | 0 | 0 | 0 | 0 | 0 | 0 | 0 | 0 | 0 | 0 | 0 | 0 | 0 | 0 | 0 | 0 | 0 | 0 | 0 | 0
|  |  |  | #N/A | 0 | 0 | 0 | 0 | 0 | 0 | 0 | 0 | 0 | 0 | 0 | 0 | 0 | 0 | 0 | 0 | 0 | 0 | 0 | 0 | 0 | 0 | 0 | 0 | 0
Net Present Value
Existing Net Present Value | $ |  |  | 2025 0: #N/A
Proposed Net Present Value - LOW | $ |  |  | 2025 0: #N/A
Proposed Net Present Value - HIGH | $ |  |  | 2025 0: #N/A
Charts
TOTAL ENERGY USE |  |  | % Change | 2026 1: Text
| Retrofit Measure | Business as Usual |  | 2034 9: Rounding Table
Business as Usual |  | #N/A |  | 2034 9: 0; 2035 10: 0
Proposed - LOW | #N/A |  | #N/A | 2026 1: #N/A; 2034 9: 10; 2035 10: 0
Proposed - HIGH - Difference | #N/A |  | #N/A | 2026 1: In comparison to business as usual operations, the selected retrofit will result in annual building energy use to be:; 2034 9: 100; 2035 10: -1
Proposed - HIGH | #N/A |  |  | 2026 1: #N/A; 2034 9: 199; 2035 10: -1
Labels | 1 | 1 | #N/A | 2034 9: 1000; 2035 10: -2
Totals | #N/A | #N/A |  | 2034 9: 10000; 2035 10: -3
[13 empty] | 1000000 | -4
Total EMISSIONS
| Retrofit Measure | Business as Usual
Business as Usual |  | #N/A
Proposed - LOW | #N/A |  | #N/A | 2026 1: #N/A
Proposed - HIGH - Difference | #N/A |  | #N/A | 2026 1: In comparison to business as usual operations, the selected retrofit will result in annual building greenhouse gas emissions to be:
Proposed - HIGH | #N/A |  |  | 2026 1: #N/A
Labels | 1 | 1 | #N/A
Totals | #N/A | #N/A
Total Capital Costs
| Retrofit Measure | Business as Usual
Business as Usual |  | 0
Proposed - LOW | #N/A |  | #N/A | 2026 1: #N/A
Proposed - HIGH - Difference | #N/A |  | #N/A | 2026 1: In comparison to business as usual capital investments, the selected retrofit will result in:
Proposed - HIGH | #N/A |  |  | 2026 1: #N/A
Labels | 1 | 1 | #N/A
Totals | #N/A
Total Operational Costs
| Retrofit Measure | Business as Usual
Business as Usual |  | #N/A
Proposed - LOW | #N/A |  | #N/A | 2026 1: #N/A
Proposed - HIGH - Difference | #N/A |  | #N/A | 2026 1: In comparison to business as usual operations, the selected retrofit will result in annual utility costs to be:
Proposed - HIGH | #N/A |  |  | 2026 1: #N/A
Labels | 1 | 1 | #N/A
Totals | #N/A | #N/A
Carbon Tax Costs
| Retrofit Measure | Business as Usual
Business as Usual |  | #N/A
Proposed - LOW | #N/A |  | 0% | 2026 1: Carbon tax is not estimated or not significant.
Proposed - HIGH - Difference | #N/A |  | 0% | 2026 1: In comparison to business as usual operations, the selected retrofit will result in annual building carbon tax to be:
Proposed - HIGH | #N/A |  |  | 2026 1: Carbon Tax is not estimated or not significant
Labels | 1 | 1 | 0%
Totals | #N/A | #N/A
Net Present Value
| Retrofit Measure | Business as Usual
Business as Usual |  | #N/A
Proposed - LOW | #N/A |  | #N/A | 2026 1: #N/A
Proposed - HIGH - Difference | #N/A |  | #N/A | 2026 1: In comparison to business as usual operations, the selected retrofit will result in total costs during the hold period to be:
Proposed - HIGH | #N/A |  |  | 2026 1: #N/A
Labels | 1 | 1 | #N/A
Totals | #N/A | #N/A
Pay Back Period
Pay Back Period - LOW | 0 |  |  | 2026 1: The retrofit investment will not payback within the hold period.
Pay Back Period - HIGH | 30 | bar: 2026 1
Note on F121: [Threaded comment] Your version of Excel allows you to read this threaded comment; however, any edits to it will get removed if the file is opened in a newer version of Excel. Learn more: https://go.microsoft.com/fwlink/?linkid=870924 Comment: Why is this diff from emission tool

## Existing Building EUI (hidden)
Existing Building EUI Database
Source: City of Toronto Net Zero Existing Buildings Strategy - Impact Modeling & Assessment Technical Appendix May 2021
Building Type | Cluster | Fuel Energy (kWh/m²) | Electric Energy (kWh/m²) | TEUI (kWh/ m²) | Building Vintage (Selected in Phase 2)
Unit: | 0 | 0 | 0 | 0
Mid Rise Office | 14 | 270 | 219 | 489 | 20-storey structure, 1975 construction
Educational Facility | 4 | 201 | 284 | 485 | 2-storey structure, 1965 construction
Big Box Store | 13 | 159 | 231 | 390 | 1-storey structure, 1980 construction, >100,000 ft²
Low Rise Office | 10 | 149 | 204 | 353 | 2-storey structure, 1970 construction
Strip Mall | 7 | 127 | 248 | 375 | 1-storey structure, 1950 construction, <100,000 ft²
Single Family Home Attached | 30 | 147 | 43 | 190 | 3-storey structure, 1990 construction
Single Family Home Detached | 23 | 203 | 38 | 241 | 2-storey structure, 1910 construction
Low Rise Rental Apartment | 8 | 234 | 107 | 341 | 4-storey structure, 1960 construction
Condominium | 12 | 215 | 93 | 308 | 13-storey structure, 2000 construction
Mixed Use | 22 | 268 | 322 | 590 | 20-storey structure, 1980 construction

## Drop Down Database (hidden)
[11 empty] | 2025 | 2026 | 2027 | 2028 | 2029 | 2030 | 2031 | 2032 | 2033 | 2034 | 2035 | 2036 | 2037 | 2038 | 2039 | 2040 | 2041 | 2042 | 2043 | 2044 | 2045 | 2046 | 2047 | 2048 | 2049 | 2050
Building Type | Yes/No | Year | Hold Period | Chart View | District System Type | Net Present Value Options | Building Types with Gas Appliances | Retrofit List - Dynamic | Carbon Tax Rate Scenario | Unit | 2025: 2025; 2030: 2030; 2035: 2035; 2040: 2040; 2045: 2045; 2050: 2050
Mid Rise Office | Yes | 2025 | 5 | Energy (kWh) | No | Yes - Show Inputs | Educational Facility | 0
Educational Facility | No | 2026 | 10 | Emissions (kgCO2e) | Yes | No - Use Defaults | Mixed Use | 0 | Annual increase of $15 per tonne | $ | 0.095 | 0.11 | 0.125 | 0.14 | 0.155 | 0.17 | 0.185 | 0.2 | 0.215 | 0.23 | 0.245 | 0.26 | 0.275 | 0.29 | 0.305 | 0.32 | 0.335 | 0.35 | 0.365 | 0.38 | 0.395 | 0.41 | 0.425 | 0.44 | 0.455 | 0.47
Big Box Store |  | 2027 | 15 | Energy (kWh), Emissions (kgCO2e) |  |  | Condominium | 0 | Rapid Acceleration | $ | 0.095 | 0.125 | 0.155 | 0.185 | 0.215 | 0.245 | 0.275 | 0.305 | 0.335 | 0.365 | 0.395 | 0.425 | 0.455 | 0.485 | 0.515 | 0.545 | 0.575 | 0.605 | 0.635 | 0.665 | 0.695 | 0.725 | 0.755 | 0.785 | 0.815 | 0.845
Low Rise Office |  | 2028 | 20 |  |  |  | Low Rise Rental Apartment | 0 | User Defined Carbon Tax | $ | 0 | 0 | 0 | 0 | 0 | 0 | 0 | 0 | 0 | 0 | 0 | 0 | 0 | 0 | 0 | 0 | 0 | 0 | 0 | 0 | 0 | 0 | 0 | 0 | 0 | 0
Strip Mall |  | 2029 | 25 |  |  |  | Single Family Home Attached | 0 | No Carbon Tax | $ | 0 | 0 | 0 | 0 | 0 | 0 | 0 | 0 | 0 | 0 | 0 | 0 | 0 | 0 | 0 | 0 | 0 | 0 | 0 | 0 | 0 | 0 | 0 | 0 | 0 | 0
Mixed Use |  | 2030 | 30 |  |  |  | Single Family Home Detached | 0
Condominium |  | 2031 | [5 empty] | 0 | Emission Rates | Unit | 2025: Existing; 2026: 2025-2030; 2027: 2031-2035; 2028: 2036-2040; 2029: 2041-2045; 2030: 2041-2045; 2031: Notes
Low Rise Rental Apartment |  | 2032 | [5 empty] | 0 | Electricity Emission Rates | kgCO2e/kWh | 2025: 0.05; 2026: 0.05; 2027: 0.03; 2028: 0.015; 2029: 0.01; 2030: 0.01
Single Family Home Attached |  | 2033 | [5 empty] | 0 | District Energy - Steam | kgCO2e/lb | 2025: 0.076; 2031: Provided by COT
Single Family Home Detached |  | 2034 | [5 empty] | 0 |  | kgCO2e/kWhe | 2025: 0.21719
|  | 2035 | [5 empty] | 0 | District Energy - Chilled Water | kgCO2e/tonhr | 2025: 0.023; 2031: Provided by COT
|  | 2036 | [5 empty] | 0 |  | kgCO2e/kWhe | 2025: 0.0065399
|  | 2037 | [5 empty] | 0 | District Energy - Low Carbon DES | kgCO2e/kWhe | 2025: 0.05
|  | 2038 | [5 empty] | 0
|  | 2039 | [5 empty] | 0
|  | 2040 | [5 empty] | 0 | Conversion | Unit | 2026: Source
|  | 2041 | [5 empty] | 0 |  | Btu/Lb | 2025: 1194; 2026: https://portfoliomanager.energystar.gov/pdf/reference/Thermal%20Conversions.pdf
|  | 2042 | [5 empty] | 0 |  | Kwh/lb | 2025: 0.34993; 2026: https://portfoliomanager.energystar.gov/pdf/reference/Thermal%20Conversions.pdf
|  | 2043 | [5 empty] | 0 |  | kWh/ton-hour | 2025: 3.5169; 2026: https://portfoliomanager.energystar.gov/pdf/reference/Thermal%20Conversions.pdf
|  | 2044 | [5 empty] | 0
|  | 2045 | [5 empty] | 0
|  | 2046 | [5 empty] | 0
|  | 2047 | [5 empty] | 0
|  | 2048 | [5 empty] | 0
|  | 2049 | [5 empty] | 0
|  | 2050 | [5 empty] | 0
0
0
0
0
0
0
0
0
0
0
0
0
0
0
0
0
0
0
0
0
0
0
0
0
0
0
0
0
0
0
0
0
0
0
0
0
0
0
0
0
0
0
0
0
0
0
0

## Retrofit Data (hidden)
Retrofit Data
Do not delete # row: | 1 | 2 | 3 | 4 | 5 | 6 | 7 | 8 | 9 | 10 | 11 | 12 | 13 | 14 | 15 | 16 | 17 | 18 | 19 | 20 | 21 | 22 | 23 | 24 | 25 | 26 | 27 | 28 | 29 | 30 | 31 | 32 | 33 | 34 | 35 | 36 | 37 | 38 | 39 | 40 | 41 | 42 | 43 | 44 | 45 | 46 | 47 | 48 | 49 | 50 | 51 | 52 | 53 | 54 | 55 | 56 | 57 | 58 | 59 | 60 | 61 | 62 | 63 | 64 | 65 | 66 | 67 | 68 | 69 | 70 | 71 | 72 | 73 | 74 | 75 | 76 | 77 | 78 | 79 | 80 | 81 | 82 | 83 | 84 | 85 | 86 | 87 | 88 | 89 | 90 | 91 | 92 | 93 | 94 | 95 | 96 | 97 | 98 | 99 | 100 | 101 | 102 | 103 | 104 | 105 | 106 | 107 | 108 | 109
| Code | Retrofit Measure | Building Type | Total EUI - Lower | Total - EUI - Upper | GHGI Lower | GHGI Upper | GHGI Average | Natural Gas (kwh/m2) | Electricity (kwh/m2) | % NG - LOW | % NG - HIGH | %Elec - LOW | %Elec - HIGH | % DES Added - LOW | % DES Added - HIGH | % Elec Added - LOW | % Elec Added - HIGH | Natural Gas - EUI LOW | Natural Gas - EUI HIGH | Electricity - EUI LOW | Electricity - EUI HIGH | DES - EUI LOW | DES - EUI HIGH | Total EUI Reduction - LOW | Total EUI Reduction - HIGH | Cost - Upper $/ft2 | Cost - Lower $/ft2
|  |  | Source: | Phase 2 Tables | Phase 2 Tables | Phase 2 Tables | Phase 2 Tables |  | COT EX Technical Appendix | COT EX Technical Appendix | ARUP Assumption | ARUP Assumption | ARUP Assumption | ARUP Assumption | ARUP Assumption | ARUP Assumption | ARUP Assumption | ARUP Assumption | Calc | Calc | Calc | Calc | Calc | Calc | Calc | Calc | Phase 2 Tables | Phase 2 Tables
| Building Envelope - High Performance Glazing with Enhanced Air SealingMid Rise Office | Building Envelope - High Performance Glazing with Enhanced Air Sealing | Mid Rise Office | 1% | 10% | 1% | 10% | 5.5% | 270 | 219 | 1% | 11% | 1% | 8% | 0% | 0% | 0% | 0% | 0.01 | 0.11 | 216.81 | 201.48 | 0 | 0 | 55.66% | 58.78% | 1 | 10
| Building Envelope - High Performance Glazing, Wall Insulation, & Roof InsulationMid Rise Office | Building Envelope - High Performance Glazing, Wall Insulation, & Roof Insulation | Mid Rise Office | 11% | 20% | 1% | 10% | 5.5% | 270 | 219 | 14% | 20% | 8% | 15% | 0% | 0% | 0% | 0% | 232.2 | 216 | 201.48 | 186.15 | 0 | 0 | 11.31% | 17.76% | 11 | 25
| Domestic Hot Water - Heat Pump and Electric Resistance Water HeatersMid Rise Office | Domestic Hot Water - Heat Pump and Electric Resistance Water Heaters | Mid Rise Office | 1% | 5% | 1% | 10% | 5.5% | 270 | 219 | 2% | 10% | 0% | 0% | 0% | 0% | -0.5% | -2.5% | 264.6 | 243 | 220.35 | 225.75 | 0 | 0 | 0.8282% | 4.141% | 0 | 0
| Heating, Cooling, Ventilation Systems - Low Carbon District Energy System + Dedicated Outdoor AirMid Rise Office | Heating, Cooling, Ventilation Systems - Low Carbon District Energy System + Dedicated Outdoor Air | Mid Rise Office | 21% | 35% | 30% | 75% | 52.5% | 270 | 219 | 90% | 97% | 8% | 10% | -63% | -67.9% | 0% | 0% | 27 | 8.1 | 201.48 | 197.1 | 170.1 | 183.33 | 18.49% | 20.55% | 1 | 10
| Heating, Cooling, Ventilation Systems - Air Source Heat Pumps + Dedicated Outdoor AirMid Rise Office | Heating, Cooling, Ventilation Systems - Air Source Heat Pumps + Dedicated Outdoor Air | Mid Rise Office | 21% | 35% | 30% | 75% | 52.5% | 270 | 219 | 90% | 97% | 8% | 10% | 0% | 0% | -45% | -48.5% | 27 | 8.1 | 322.98 | 328.05 | 0 | 0 | 28.43% | 31.26% | 1 | 10
| Heating, Cooling, Ventilation Systems - Ground Source Heat Pumps + Dedicated Outdoor AirMid Rise Office | Heating, Cooling, Ventilation Systems - Ground Source Heat Pumps + Dedicated Outdoor Air | Mid Rise Office | 21% | 35% | 30% | 75% | 52.5% | 270 | 219 | 90% | 97% | 8% | 10% | 0% | 0% | -30% | -32.33% | 27 | 8.1 | 282.48 | 284.4 | 0 | 0 | 36.71% | 40.18% | 1 | 10
| Lighting and Lighting ControlsMid Rise Office | Lighting and Lighting Controls | Mid Rise Office | 1% | 10% | 1% | 10% | 5.5% | 270 | 219 | 0% | 0% | 3% | 22% | 0% | 0% | 0% | 0% | 270 | 270 | 212.43 | 170.82 | 0 | 0 | 1.344% | 9.853% | 1 | 10
| Renewables - Solar PVMid Rise Office | Renewables - Solar PV | Mid Rise Office | 1% | 10% | 1% | 5% | 3% | 270 | 219 | 0% | 0% | 2% | 22% | 0% | 0% | 0% | 0% | 270 | 270 | 214.62 | 170.82 | 0 | 0 | 0.8957% | 9.853% | 26 | 50
| Renewables - Solar ThermalMid Rise Office | Renewables - Solar Thermal | Mid Rise Office | 1% | 10% | 1% | 3% | 2% | 270 | 219 | 2% | 10% | 0% | 0% | 0% | 0% | 0% | 0% | 264.6 | 243 | 219 | 219 | 0 | 0 | 1.104% | 5.521% | 26 | 50
| Building Envelope - High Performance Glazing with Enhanced Air SealingEducational Facility | Building Envelope - High Performance Glazing with Enhanced Air Sealing | Educational Facility | 1% | 10% | 1% | 10% | 5.5% | 201 | 284 | 1% | 12% | 1% | 8% | 0% | 0% | 0% | 0% | 198.99 | 176.88 | 281.16 | 261.28 | 0 | 0 | 1% | 9.658% | 1 | 10
| Building Envelope - High Performance Glazing, Wall Insulation, & Roof InsulationEducational Facility | Building Envelope - High Performance Glazing, Wall Insulation, & Roof Insulation | Educational Facility | 11% | 20% | 11% | 20% | 15.5% | 201 | 284 | 15% | 20% | 8% | 15% | 0% | 0% | 0% | 0% | 170.85 | 160.8 | 261.28 | 241.4 | 0 | 0 | 10.9% | 17.07% | 11 | 25
| Domestic Hot Water - Heat Pump and Electric Resistance Water HeatersEducational Facility | Domestic Hot Water - Heat Pump and Electric Resistance Water Heaters | Educational Facility | 1% | 5% | 1% | 15% | 8% | 201 | 284 | 2% | 15% | 0% | 0% | 0% | 0% | -0.5% | -3.75% | 196.98 | 170.85 | 285.005 | 291.5375 | 0 | 0 | 0.6216% | 4.662% | 1 | 10
| Heating, Cooling, Ventilation Systems - Low Carbon District Energy System + Energy Recovery Ventilators + Electric HumidifierEducational Facility | Heating, Cooling, Ventilation Systems - Low Carbon District Energy System + Energy Recovery Ventilators + Electric Humidifier | Educational Facility | 22% | 40% | 30% | 75% | 52.5% | 201 | 284 | 85% | 98% | 8% | 10% | -59.5% | -68.6% | 0% | 0% | 30.15 | 4.02 | 261.28 | 255.6 | 119.595 | 137.886 | 15.25% | 18.04% | 11 | 25
| Heating, Cooling, Ventilation Systems - Air Source Heat Pumps + Energy Recovery Ventilators + Electric HumidifierEducational Facility | Heating, Cooling, Ventilation Systems - Air Source Heat Pumps + Energy Recovery Ventilators + Electric Humidifier | Educational Facility | 22% | 40% | 30% | 75% | 52.5% | 201 | 284 | 80% | 98% | 8% | 10% | 0% | 0% | -40% | -49% | 40.2 | 4.02 | 341.68 | 354.09 | 0 | 0 | 21.26% | 26.16% | 11 | 25
| Heating, Cooling, Ventilation Systems - Ground Source Heat Pumps + Energy Recovery Ventilators + Electric HumidifierEducational Facility | Heating, Cooling, Ventilation Systems - Ground Source Heat Pumps + Energy Recovery Ventilators + Electric Humidifier | Educational Facility | 22% | 40% | 30% | 75% | 52.5% | 201 | 284 | 80% | 98% | 8% | 10% | 0% | 0% | -26.67% | -32.67% | 40.2 | 4.02 | 314.88 | 321.26 | 0 | 0 | 26.79% | 32.93% | 11 | 25
| Gas Appliances - Electric and Induction RangesEducational Facility | Gas Appliances - Electric and Induction Ranges | Educational Facility | 1% | 10% | 10% | 15% | 12.5% | 201 | 284 | 5% | 15% | 0% | 0% | 0% | 0% | -2.5% | -7.5% | 190.95 | 170.85 | 289.025 | 299.075 | 0 | 0 | 1.036% | 3.108% | 1 | 10
| Lighting and Lighting ControlsEducational Facility | Lighting and Lighting Controls | Educational Facility | 1% | 10% | 1% | 5% | 3% | 201 | 284 | 0% | 0% | 1% | 17% | 0% | 0% | 0% | 0% | 201 | 201 | 281.16 | 235.72 | 0 | 0 | 0.5856% | 9.955% | 1 | 10
| Renewables - Solar ThermalEducational Facility | Renewables - Solar Thermal | Educational Facility | 1% | 10% | 1% | 3% | 2% | 201 | 284 | 2% | 10% | 0% | 0% | 0% | 0% | 0% | 0% | 196.98 | 180.9 | 284 | 284 | 0 | 0 | 0.8289% | 4.144% | 26 | 50
| Renewables - Solar PVEducational Facility | Renewables - Solar PV | Educational Facility | 1% | 10% | 1% | 3% | 2% | 201 | 284 | 0% | 0% | 2% | 17% | 0% | 0% | 0% | 0% | 201 | 201 | 278.32 | 235.72 | 0 | 0 | 1.171% | 9.955% | 26 | 50
| Building Envelope - High Performance Glazing with Enhanced Air SealingBig Box Store | Building Envelope - High Performance Glazing with Enhanced Air Sealing | Big Box Store | 11% | 20% | 21% | 30% | 25.5% | 159 | 231 | 15% | 20% | 8% | 15% | 0% | 0% | 0% | 0% | 135.15 | 127.2 | 212.52 | 196.35 | 0 | 0 | 10.85% | 17.04% | 1 | 10
| Building Envelope - High Performance Glazing, Wall Insulation, & Roof InsulationBig Box Store | Building Envelope - High Performance Glazing, Wall Insulation, & Roof Insulation | Big Box Store | 21% | 30% | 21% | 30% | 25.5% | 159 | 231 | 25% | 35% | 18% | 20% | 0% | 0% | 0% | 0% | 119.25 | 103.35 | 189.42 | 184.8 | 0 | 0 | 20.85% | 26.12% | 11 | 25
| Domestic Hot Water - Electric Water HeaterBig Box Store | Domestic Hot Water - Electric Water Heater | Big Box Store | 1% | 5% | 1% | 10% | 5.5% | 159 | 231 | 2% | 15% | 0% | 0% | 0% | 0% | -0.5% | -3.75% | 155.82 | 135.15 | 231.795 | 236.9625 | 0 | 0 | 0.6115% | 4.587% | 0 | 0
| Heating, Cooling, Ventilation Systems - Rooftop Air Source Heat Pumps + Energy Recovery VentilatorBig Box Store | Heating, Cooling, Ventilation Systems - Rooftop Air Source Heat Pumps + Energy Recovery Ventilator | Big Box Store | 12% | 30% | 30% | 55% | 42.5% | 159 | 231 | 85% | 97% | 8% | 10% | 0% | 0% | -42.5% | -48.5% | 23.85 | 4.77 | 280.095 | 285.015 | 0 | 0 | 22.07% | 25.7% | 11 | 25
| Lighting and Lighting ControlsBig Box Store | Lighting and Lighting Controls | Big Box Store | 1% | 10% | 1% | 10% | 5.5% | 159 | 231 | 0% | 0% | 1% | 17% | 0% | 0% | 0% | 0% | 159 | 159 | 228.69 | 191.73 | 0 | 0 | 0.5923% | 10.07% | 1 | 10
| Renewables - Solar PVBig Box Store | Renewables - Solar PV | Big Box Store | 1% | 10% | 1% | 5% | 3% | 159 | 231 | 0% | 0% | 2% | 17% | 0% | 0% | 0% | 0% | 159 | 159 | 226.38 | 191.73 | 0 | 0 | 1.185% | 10.07% | 26 | 50
| Building Envelope - High Performance Glazing with Enhanced Air SealingLow Rise Office | Building Envelope - High Performance Glazing with Enhanced Air Sealing | Low Rise Office | 1% | 10% | 1% | 10% | 5.5% | 149 | 204 | 1% | 12% | 1% | 8% | 0% | 0% | 0% | 0% | 147.51 | 131.12 | 201.96 | 187.68 | 0 | 0 | 1% | 9.688% | 1 | 10
| Building Envelope - High Performance Glazing, Wall Insulation, & Roof InsulationLow Rise Office | Building Envelope - High Performance Glazing, Wall Insulation, & Roof Insulation | Low Rise Office | 11% | 20% | 1% | 10% | 5.5% | 149 | 204 | 15% | 20% | 8% | 15% | 0% | 0% | 0% | 0% | 126.65 | 119.2 | 187.68 | 173.4 | 0 | 0 | 10.95% | 17.11% | 11 | 25
| Domestic Hot Water - Heat Pump and Electric Resistance Water HeatersLow Rise Office | Domestic Hot Water - Heat Pump and Electric Resistance Water Heaters | Low Rise Office | 1% | 5% | 1% | 10% | 5.5% | 149 | 204 | 2% | 15% | 0% | 0% | 0% | 0% | -0.5% | -3.75% | 146.02 | 126.65 | 204.745 | 209.5875 | 0 | 0 | 0.6331% | 4.749% | 0 | 0
| Heating, Cooling, Ventilation Systems - Rooftop Air Source Heat Pump with Electric BaseboardLow Rise Office | Heating, Cooling, Ventilation Systems - Rooftop Air Source Heat Pump with Electric Baseboard | Low Rise Office | 21% | 30% | 30% | 75% | 52.5% | 149 | 204 | 85% | 97% | 8% | 10% | 0% | 0% | -42.5% | -48.5% | 22.35 | 4.47 | 251.005 | 255.865 | 0 | 0 | 22.56% | 26.25% | 11 | 25
| Lighting and Lighting ControlsLow Rise Office | Lighting and Lighting Controls | Low Rise Office | 1% | 10% | 1% | 10% | 5.5% | 149 | 204 | 0% | 0% | 1% | 18% | 0% | 0% | 0% | 0% | 149 | 149 | 201.96 | 167.28 | 0 | 0 | 0.5779% | 10.4% | 1 | 10
| Renewables - Solar PVLow Rise Office | Renewables - Solar PV | Low Rise Office | 1% | 10% | 1% | 5% | 3% | 149 | 204 | 0% | 0% | 2% | 17% | 0% | 0% | 0% | 0% | 149 | 149 | 199.92 | 169.32 | 0 | 0 | 1.156% | 9.824% | 26 | 50
| Renewables - Solar ThermalLow Rise Office | Renewables - Solar Thermal | Low Rise Office | 1% | 10% | 1% | 5% | 3% | 149 | 204 | 2% | 10% | 0% | 0% | 0% | 0% | 0% | 0% | 146.02 | 134.1 | 204 | 204 | 0 | 0 | 0.8442% | 4.221% | 26 | 50
| Building Envelope - High Performance Glazing with Enhanced Air SealingStrip Mall | Building Envelope - High Performance Glazing with Enhanced Air Sealing | Strip Mall | 11% | 20% | 21% | 30% | 25.5% | 127 | 248 | 17% | 20% | 8% | 15% | 0% | 0% | 0% | 0% | 105.41 | 101.6 | 228.16 | 210.8 | 0 | 0 | 11.05% | 16.69% | 1 | 10
| Building Envelope - High Performance Envelope (Recladding, Air Sealing, New Insulation) Strip Mall | Building Envelope - High Performance Envelope (Recladding, Air Sealing, New Insulation) | Strip Mall | 21% | 30% | 21% | 30% | 25.5% | 127 | 248 | 25% | 35% | 18% | 20% | 0% | 0% | 0% | 0% | 95.25 | 82.55 | 203.36 | 198.4 | 0 | 0 | 20.37% | 25.08% | 11 | 25
| Domestic Hot Water - Electric Water HeaterStrip Mall | Domestic Hot Water - Electric Water Heater | Strip Mall | 1% | 5% | 1% | 10% | 5.5% | 127 | 248 | 2% | 20% | 0% | 0% | 0% | 0% | -0.5% | -5% | 124.46 | 101.6 | 248.635 | 254.35 | 0 | 0 | 0.508% | 5.08% | 0 | 0
| Heating, Cooling, Ventilation Systems - Rooftop Air Source Heat Pumps + Energy Recovery VentilatorsStrip Mall | Heating, Cooling, Ventilation Systems - Rooftop Air Source Heat Pumps + Energy Recovery Ventilators | Strip Mall | 12% | 25% | 20% | 55% | 37.5% | 127 | 248 | 80% | 97% | 8% | 10% | 0% | 0% | -40% | -48.5% | 25.4 | 3.81 | 278.96 | 284.795 | 0 | 0 | 18.84% | 23.04% | 11 | 25
| Lighting and Lighting ControlsStrip Mall | Lighting and Lighting Controls | Strip Mall | 1% | 10% | 1% | 10% | 5.5% | 127 | 248 | 0% | 0% | 1% | 15% | 0% | 0% | 0% | 0% | 127 | 127 | 245.52 | 210.8 | 0 | 0 | 0.6613% | 9.92% | 1 | 10
| Renewables - Solar PVStrip Mall | Renewables - Solar PV | Strip Mall | 1% | 10% | 1% | 3% | 2% | 127 | 248 | 0% | 0% | 2% | 15% | 0% | 0% | 0% | 0% | 127 | 127 | 243.04 | 210.8 | 0 | 0 | 1.323% | 9.92% | 26 | 50
| Building Envelope - High Performance Glazing with Enhanced Air SealingMixed Use | Building Envelope - High Performance Glazing with Enhanced Air Sealing | Mixed Use | 1% | 10% | 1% | 10% | 5.5% | 268 | 322 | 1% | 12% | 1% | 8% | 0% | 0% | 0% | 0% | 265.32 | 235.84 | 318.78 | 296.24 | 0 | 0 | 1% | 9.817% | 1 | 10
| Building Envelope - High Performance Envelope (Recladding, Air Sealing, New Insulation) Mixed Use | Building Envelope - High Performance Envelope (Recladding, Air Sealing, New Insulation) | Mixed Use | 11% | 20% | 11% | 20% | 15.5% | 268 | 322 | 14% | 20% | 8% | 15% | 0% | 0% | 0% | 0% | 230.48 | 214.4 | 296.24 | 273.7 | 0 | 0 | 10.73% | 17.27% | 11 | 25
| Domestic Hot Water - Heat Pump and Electric Resistance Water HeatersMixed Use | Domestic Hot Water - Heat Pump and Electric Resistance Water Heaters | Mixed Use | 11% | 20% | 21% | 30% | 25.5% | 268 | 322 | 20% | 40% | 0% | 0% | 0% | 0% | -5% | -10% | 214.4 | 160.8 | 335.4 | 348.8 | 0 | 0 | 6.814% | 13.63% | 1 | 10
| Heating, Cooling, Ventilation Systems - Low Carbon District Energy System + Energy Recovery VentilatorsMixed Use | Heating, Cooling, Ventilation Systems - Low Carbon District Energy System + Energy Recovery Ventilators | Mixed Use | 22% | 40% | 20% | 40% | 30% | 268 | 322 | 70% | 80% | 8% | 10% | -49% | -56% | 0% | 0% | 80.4 | 53.6 | 296.24 | 289.8 | 131.32 | 150.08 | 13.91% | 16.36% | 1 | 10
| Heating, Cooling, Ventilation Systems - Air Source Heat Pumps + Energy Recovery VentilatorsMixed Use | Heating, Cooling, Ventilation Systems - Air Source Heat Pumps + Energy Recovery Ventilators | Mixed Use | 22% | 40% | 20% | 40% | 30% | 268 | 322 | 70% | 80% | 8% | 10% | 0% | 0% | -35% | -40% | 80.4 | 53.6 | 390.04 | 397 | 0 | 0 | 20.26% | 23.63% | 1 | 10
| Heating, Cooling, Ventilation Systems - Ground Source Heat Pumps + Energy Recovery VentilatorsMixed Use | Heating, Cooling, Ventilation Systems - Ground Source Heat Pumps + Energy Recovery Ventilators | Mixed Use | 22% | 40% | 20% | 40% | 30% | 268 | 322 | 70% | 80% | 8% | 10% | 0% | 0% | -23.33% | -26.67% | 80.4 | 53.6 | 358.7733 | 361.2667 | 0 | 0 | 25.56% | 29.68% | 1 | 10
| Gas Appliances - Electric and Induction Ranges & Heat Pump Electric DryersMixed Use | Gas Appliances - Electric and Induction Ranges & Heat Pump Electric Dryers | Mixed Use | 1% | 10% | 5% | 25% | 15% | 268 | 322 | 1% | 15% | 0% | 0% | 0% | 0% | -0.5% | -7.5% | 265.32 | 227.8 | 323.34 | 342.1 | 0 | 0 | 0.2271% | 3.407% | 1 | 5
| Lighting and Lighting ControlsMixed Use | Lighting and Lighting Controls | Mixed Use | 1% | 10% | 1% | 10% | 5.5% | 268 | 322 | 0% | 0% | 1% | 18% | 0% | 0% | 0% | 0% | 268 | 268 | 318.78 | 264.04 | 0 | 0 | 0.5458% | 9.824% | 0 | 0
| Renewables - Solar PVMixed Use | Renewables - Solar PV | Mixed Use | 1% | 10% | 1% | 5% | 3% | 268 | 322 | 0% | 0% | 2% | 18% | 0% | 0% | 0% | 0% | 268 | 268 | 315.56 | 264.04 | 0 | 0 | 1.092% | 9.824% | 26 | 50
| Renewables - Solar ThermalMixed Use | Renewables - Solar Thermal | Mixed Use | 1% | 10% | 1% | 5% | 3% | 268 | 322 | 2% | 10% | 0% | 0% | 0% | 0% | 0% | 0% | 262.64 | 241.2 | 322 | 322 | 0 | 0 | 0.9085% | 4.542% | 26 | 50
| Building Envelope - High Performance Glazing with Enhanced Air SealingCondominium | Building Envelope - High Performance Glazing with Enhanced Air Sealing | Condominium | 1% | 10% | 1% | 10% | 5.5% | 215 | 93 | 1% | 11% | 1% | 8% | 0% | 0% | 0% | 0% | 212.85 | 191.35 | 92.07 | 85.56 | 0 | 0 | 1% | 10.09% | 1 | 10
| Building Envelope - High Performance Envelope (Recladding, Air Sealing, New Insulation) Condominium | Building Envelope - High Performance Envelope (Recladding, Air Sealing, New Insulation) | Condominium | 11% | 20% | 11% | 20% | 15.5% | 215 | 93 | 12% | 20% | 8% | 15% | 0% | 0% | 0% | 0% | 189.2 | 172 | 85.56 | 79.05 | 0 | 0 | 10.79% | 18.49% | 11 | 25
| Domestic Hot Water - Heat Pump and Electric Resistance Water HeatersCondominium | Domestic Hot Water - Heat Pump and Electric Resistance Water Heaters | Condominium | 1% | 10% | 1% | 10% | 5.5% | 215 | 93 | 2% | 20% | 0% | 0% | 0% | 0% | -0.5% | -5% | 210.7 | 172 | 94.075 | 103.75 | 0 | 0 | 1.047% | 10.47% | 1 | 10
| Heating, Cooling, Ventilation Systems - Low Carbon District Energy System + Dedicated Outdoor AirCondominium | Heating, Cooling, Ventilation Systems - Low Carbon District Energy System + Dedicated Outdoor Air | Condominium | 32% | 50% | 21% | 30% | 25.5% | 215 | 93 | 80% | 95% | 8% | 15% | -56% | -66.5% | 0% | 0% | 43 | 10.75 | 85.56 | 79.05 | 120.4 | 142.975 | 19.17% | 24.42% | 1 | 10
| Heating, Cooling, Ventilation Systems - Air Source Heat Pumps + Dedicated Outdoor AirCondominium | Heating, Cooling, Ventilation Systems - Air Source Heat Pumps + Dedicated Outdoor Air | Condominium | 32% | 50% | 21% | 30% | 25.5% | 215 | 93 | 80% | 95% | 8% | 15% | 0% | 0% | -40% | -47.5% | 43 | 10.75 | 171.56 | 181.175 | 0 | 0 | 30.34% | 37.69% | 1 | 10
| Heating, Cooling, Ventilation Systems - Ground Source Heat Pumps + Dedicated Outdoor AirCondominium | Heating, Cooling, Ventilation Systems - Ground Source Heat Pumps + Dedicated Outdoor Air | Condominium | 32% | 50% | 21% | 30% | 25.5% | 215 | 93 | 80% | 95% | 8% | 15% | 0% | 0% | -26.67% | -31.67% | 43 | 10.75 | 142.8933 | 147.1333 | 0 | 0 | 39.65% | 48.74% | 1 | 10
| Gas Appliances - Electric and Induction Ranges & Heat Pump Electric DryersCondominium | Gas Appliances - Electric and Induction Ranges & Heat Pump Electric Dryers | Condominium | 1% | 10% | 5% | 20% | 12.5% | 215 | 93 | 2% | 15% | 0% | 0% | 0% | 0% | -1% | -7.5% | 210.7 | 182.75 | 95.15 | 109.125 | 0 | 0 | 0.6981% | 5.235% | 1 | 5
| Appliance Upgrades & Lighting and Lighting ControlsCondominium | Appliance Upgrades & Lighting and Lighting Controls | Condominium | 11% | 20% | 1% | 10% | 5.5% | 215 | 93 | 0% | 0% | 35% | 50% | 0% | 0% | 0% | 0% | 215 | 215 | 60.45 | 46.5 | 0 | 0 | 10.57% | 15.1% | 0 | 0 | 0
| Renewables - Solar PVCondominium | Renewables - Solar PV | Condominium | 1% | 10% | 1% | 5% | 3% | 215 | 93 | 0% | 0% | 2% | 22% | 0% | 0% | 0% | 0% | 215 | 215 | 91.14 | 72.54 | 0 | 0 | 0.6039% | 6.643% | 26 | 50
| Renewables - Solar ThermalCondominium | Renewables - Solar Thermal | Condominium | 1% | 10% | 1% | 5% | 3% | 215 | 93 | 2% | 10% | 0% | 0% | 0% | 0% | 0% | 0% | 210.7 | 193.5 | 93 | 93 | 0 | 0 | 1.396% | 6.981% | 26 | 50
| Building Envelope - High Performance Glazing with Enhanced Air SealingLow Rise Rental Apartment | Building Envelope - High Performance Glazing with Enhanced Air Sealing | Low Rise Rental Apartment | 1% | 10% | 1% | 10% | 5.5% | 234 | 107 | 1% | 11% | 1% | 8% | 0% | 0% | 0% | 0% | 231.66 | 208.26 | 105.93 | 98.44 | 0 | 0 | 1% | 10.06% | 1 | 10
| Building Envelope - High Performance Glazing, Wall Insulation, & Roof InsulationLow Rise Rental Apartment | Building Envelope - High Performance Glazing, Wall Insulation, & Roof Insulation | Low Rise Rental Apartment | 11% | 20% | 11% | 20% | 15.5% | 234 | 107 | 12% | 20% | 8% | 15% | 0% | 0% | 0% | 0% | 205.92 | 187.2 | 98.44 | 90.95 | 0 | 0 | 10.74% | 18.43% | 11 | 25
| Domestic Hot Water - Heat Pump and Electric Resistance Water HeatersLow Rise Rental Apartment | Domestic Hot Water - Heat Pump and Electric Resistance Water Heaters | Low Rise Rental Apartment | 11% | 20% | 21% | 30% | 25.5% | 234 | 107 | 22% | 30% | 0% | 0% | 0% | 0% | -5.5% | -7.5% | 182.52 | 163.8 | 119.87 | 124.55 | 0 | 0 | 11.32% | 15.44% | 1 | 10
| Heating, Cooling, Ventilation Systems - Low Carbon District Energy System + Energy Recovery VentilatorsLow Rise Rental Apartment | Heating, Cooling, Ventilation Systems - Low Carbon District Energy System + Energy Recovery Ventilators | Low Rise Rental Apartment | 21% | 30% | 31% | 40% | 35.5% | 234 | 107 | 70% | 80% | 8% | 10% | -49% | -56% | 0% | 0% | 70.2 | 46.8 | 98.44 | 96.3 | 114.66 | 131.04 | 16.92% | 19.61% | 11 | 25
| Heating, Cooling, Ventilation Systems - Air Source Heat Pumps + Energy Recovery VentilatorsLow Rise Rental Apartment | Heating, Cooling, Ventilation Systems - Air Source Heat Pumps + Energy Recovery Ventilators | Low Rise Rental Apartment | 21% | 30% | 31% | 40% | 35.5% | 234 | 107 | 70% | 80% | 8% | 10% | 0% | 0% | -35% | -40% | 70.2 | 46.8 | 180.34 | 189.9 | 0 | 0 | 26.53% | 30.59% | 11 | 25
| Heating, Cooling, Ventilation Systems - Ground Source Heat Pumps + Energy Recovery VentilatorsLow Rise Rental Apartment | Heating, Cooling, Ventilation Systems - Ground Source Heat Pumps + Energy Recovery Ventilators | Low Rise Rental Apartment | 21% | 30% | 31% | 40% | 35.5% | 234 | 107 | 70% | 80% | 8% | 10% | 0% | 0% | -23.33% | -26.67% | 70.2 | 46.8 | 153.04 | 158.7 | 0 | 0 | 34.53% | 39.74% | 11 | 25
| Gas Appliances - Electric and Induction Ranges & Heat Pump Electric DryersLow Rise Rental Apartment | Gas Appliances - Electric and Induction Ranges & Heat Pump Electric Dryers | Low Rise Rental Apartment | 1% | 10% | 5% | 20% | 12.5% | 234 | 107 | 2% | 15% | 0% | 0% | 0% | 0% | -1% | -7.5% | 229.32 | 198.9 | 109.34 | 124.55 | 0 | 0 | 0.6862% | 5.147% | 1 | 5
| Appliance Upgrades & Lighting and Lighting ControlsLow Rise Rental Apartment | Appliance Upgrades & Lighting and Lighting Controls | Low Rise Rental Apartment | 11% | 20% | 1% | 10% | 5.5% | 234 | 107 | 0% | 0% | 35% | 50% | 0% | 0% | 0% | 0% | 234 | 234 | 69.55 | 53.5 | 0 | 0 | 10.98% | 15.69% | 0 | 0
| Renewables - Solar PVLow Rise Rental Apartment | Renewables - Solar PV | Low Rise Rental Apartment | 1% | 10% | 1% | 5% | 3% | 234 | 107 | 0% | 0% | 2% | 30% | 0% | 0% | 0% | 0% | 234 | 234 | 104.86 | 74.9 | 0 | 0 | 0.6276% | 9.413% | 26 | 50
| Renewables - Solar ThermalLow Rise Rental Apartment | Renewables - Solar Thermal | Low Rise Rental Apartment | 1% | 10% | 1% | 5% | 3% | 234 | 107 | 2% | 10% | 0% | 0% | 0% | 0% | 0% | 0% | 229.32 | 210.6 | 107 | 107 | 0 | 0 | 1.372% | 6.862% | 26 | 50
| Building Envelope - High Performance Glazing with Enhanced Air SealingSingle Family Home Attached | Building Envelope - High Performance Glazing with Enhanced Air Sealing | Single Family Home Attached | 1% | 10% | 1% | 10% | 5.5% | 147 | 43 | 1% | 11% | 1% | 8% | 0% | 0% | 0% | 0% | 145.53 | 130.83 | 42.57 | 39.56 | 0 | 0 | 1% | 10.32% | 1 | 10
| Building Envelope - High Performance Glazing, Wall Insulation, & Roof InsulationSingle Family Home Attached | Building Envelope - High Performance Glazing, Wall Insulation, & Roof Insulation | Single Family Home Attached | 11% | 20% | 11% | 20% | 15.5% | 147 | 43 | 12% | 20% | 8% | 15% | 0% | 0% | 0% | 0% | 129.36 | 117.6 | 39.56 | 36.55 | 0 | 0 | 11.09% | 18.87% | 1 | 10
| Domestic Hot Water - Electric Water HeaterSingle Family Home Attached | Domestic Hot Water - Electric Water Heater | Single Family Home Attached | 11% | 20% | 11% | 20% | 15.5% | 147 | 43 | 20% | 30% | 0% | 0% | 0% | 0% | -5% | -7.5% | 117.6 | 102.9 | 50.35 | 54.025 | 0 | 0 | 11.61% | 17.41% | 1 | 10
| Heating, Cooling, Ventilation, Systems - Air Source Heat Pumps + Energy Recovery Ventilators + Smart ThermostatsSingle Family Home Attached | Heating, Cooling, Ventilation, Systems - Air Source Heat Pumps + Energy Recovery Ventilators + Smart Thermostats | Single Family Home Attached | 1% | 50% | 1% | 45% | 23% | 147 | 43 | 60% | 80% | 1% | 5% | 0% | 0% | -25% | -33.33% | 58.8 | 29.4 | 79.32 | 89.85 | 0 | 0 | 27.31% | 37.24% | 1 | 10
| Heating, Cooling, Ventilation, Systems - Ground Source Heat Pumps + Energy Recovery Ventilators + Smart ThermostatsSingle Family Home Attached | Heating, Cooling, Ventilation, Systems - Ground Source Heat Pumps + Energy Recovery Ventilators + Smart Thermostats | Single Family Home Attached | 1% | 50% | 1% | 45% | 23% | 147 | 43 | 60% | 80% | 1% | 5% | 0% | 0% | -20% | -26.67% | 58.8 | 29.4 | 71.97 | 80.05 | 0 | 0 | 31.17% | 42.39% | 1 | 10
| Gas Appliances - Electric and Induction Ranges & Heat Pump Electric DryersSingle Family Home Attached | Gas Appliances - Electric and Induction Ranges & Heat Pump Electric Dryers | Single Family Home Attached | 1% | 10% | 5% | 20% | 12.5% | 147 | 43 | 2% | 15% | 0% | 0% | 0% | 0% | -1% | -7.5% | 144.06 | 124.95 | 44.47 | 54.025 | 0 | 0 | 0.7737% | 5.803% | 1 | 5
| Appliance Upgrades & Lighting and Lighting ControlsSingle Family Home Attached | Appliance Upgrades & Lighting and Lighting Controls | Single Family Home Attached | 11% | 20% | 1% | 10% | 5.5% | 147 | 43 | 0% | 0% | 50% | 70% | 0% | 0% | 0% | 0% | 147 | 147 | 21.5 | 12.9 | 0 | 0 | 11.32% | 15.84% | 0 | 0
| Renewables - Solar PVSingle Family Home Attached | Renewables - Solar PV | Single Family Home Attached | 1% | 10% | 1% | 5% | 3% | 147 | 43 | 0% | 0% | 3% | 40% | 0% | 0% | 0% | 0% | 147 | 147 | 41.71 | 25.8 | 0 | 0 | 0.6789% | 9.053% | 26 | 50
| Renewables - Solar ThermalSingle Family Home Attached | Renewables - Solar Thermal | Single Family Home Attached | 5% | 15% | 10% | 20% | 15% | 147 | 43 | 7% | 20% | 0% | 0% | 0% | 0% | 0% | 0% | 136.71 | 117.6 | 43 | 43 | 0 | 0 | 5.416% | 15.47% | 26 | 50
| Building Envelope - High Performance Glazing with Enhanced Air SealingSingle Family Home Detached | Building Envelope - High Performance Glazing with Enhanced Air Sealing | Single Family Home Detached | 1% | 10% | 1% | 10% | 5.5% | 203 | 38 | 1% | 11% | 1% | 7% | 0% | 0% | 0% | 0% | 200.97 | 180.67 | 37.62 | 35.34 | 0 | 0 | 1% | 10.37% | 1 | 10
| Building Envelope - High Performance Glazing, Wall Insulation, & Roof InsulationSingle Family Home Detached | Building Envelope - High Performance Glazing, Wall Insulation, & Roof Insulation | Single Family Home Detached | 11% | 20% | 11% | 20% | 15.5% | 203 | 38 | 12% | 20% | 8% | 15% | 0% | 0% | 0% | 0% | 178.64 | 162.4 | 34.96 | 32.3 | 0 | 0 | 11.37% | 19.21% | 1 | 10
| Domestic Hot Water - Electric Water HeaterSingle Family Home Detached | Domestic Hot Water - Electric Water Heater | Single Family Home Detached | 21% | 30% | 21% | 30% | 25.5% | 203 | 38 | 20% | 30% | 0% | 0% | 0% | 0% | -5% | -7.5% | 162.4 | 142.1 | 48.15 | 53.225 | 0 | 0 | 12.63% | 18.95% | 1 | 10
| Heating, Cooling, Ventilation, Systems - Air Source Heat Pumps + Energy Recovery Ventilators + Smart ThermostatsSingle Family Home Detached | Heating, Cooling, Ventilation, Systems - Air Source Heat Pumps + Energy Recovery Ventilators + Smart Thermostats | Single Family Home Detached | 1% | 60% | 1% | 55% | 28% | 203 | 38 | 60% | 80% | 1% | 5% | 0% | 0% | -25% | -33.33% | 81.2 | 40.6 | 88.37 | 103.7667 | 0 | 0 | 29.64% | 40.1% | 1 | 10
| Heating, Cooling, Ventilation, Systems - Ground Source Heat Pumps + Energy Recovery Ventilators + Smart ThermostatsSingle Family Home Detached | Heating, Cooling, Ventilation, Systems - Ground Source Heat Pumps + Energy Recovery Ventilators + Smart Thermostats | Single Family Home Detached | 1% | 60% | 1% | 55% | 28% | 203 | 38 | 60% | 80% | 1% | 5% | 0% | 0% | -20% | -26.67% | 81.2 | 40.6 | 78.22 | 90.2333 | 0 | 0 | 33.85% | 45.71% | 1 | 10
| Gas Appliances - Electric and Induction Ranges & Heat Pump Electric DryersSingle Family Home Detached | Gas Appliances - Electric and Induction Ranges & Heat Pump Electric Dryers | Single Family Home Detached | 1% | 10% | 5% | 20% | 12.5% | 203 | 38 | 2% | 15% | 0% | 0% | 0% | 0% | -1% | -7.5% | 198.94 | 172.55 | 40.03 | 53.225 | 0 | 0 | 0.8423% | 6.317% | 1 | 5
| Appliance Upgrades & Lighting and Lighting ControlsSingle Family Home Detached | Appliance Upgrades & Lighting and Lighting Controls | Single Family Home Detached | 11% | 20% | 1% | 10% | 5.5% | 203 | 38 | 0% | 0% | 70% | 80% | 0% | 0% | 0% | 0% | 203 | 203 | 11.4 | 7.6 | 0 | 0 | 11.04% | 12.61% | 0 | 0
| Renewables - Solar PVSingle Family Home Detached | Renewables - Solar PV | Single Family Home Detached | 1% | 10% | 1% | 5% | 3% | 203 | 38 | 0% | 0% | 4% | 50% | 0% | 0% | 0% | 0% | 203 | 203 | 36.48 | 19 | 0 | 0 | 0.6307% | 7.884% | 26 | 50
| Renewables - Solar ThermalSingle Family Home Detached | Renewables - Solar Thermal | Single Family Home Detached | 5% | 15% | 10% | 20% | 15% | 203 | 38 | 6% | 18% | 0% | 0% | 0% | 0% | 0% | 0% | 190.82 | 166.46 | 38 | 38 | 0 | 0 | 5.054% | 15.16% | 26 | 50

## Retrofit Data - DES (hidden)
Retrofit Data
Do not delete # row: | 1 | 2 | 3 | 4 | 5 | 6 | 7 | 8 | 9 | 10 | 11 | 12 | 13 | 14 | 15 | 16 | 17 | 18 | 19 | 20 | 21 | 22 | 23 | 24 | 25 | 26 | 27 | 28 | 29 | 30 | 31 | 32 | 33 | 34 | 35 | 36 | 37 | 38 | 39 | 40 | 41 | 42 | 43 | 44 | 45 | 46 | 47 | 48 | 49 | 50 | 51 | 52 | 53 | 54 | 55 | 56 | 57 | 58 | 59 | 60 | 61 | 62 | 63 | 64 | 65 | 66 | 67 | 68 | 69 | 70 | 71 | 72 | 73 | 74 | 75 | 76 | 77 | 78 | 79 | 80 | 81 | 82 | 83 | 84 | 85 | 86 | 87 | 88 | 89 | 90 | 91 | 92 | 93 | 94 | 95 | 96 | 97 | 98 | 99 | 100 | 101 | 102 | 103 | 104 | 105 | 106 | 107 | 108 | 109
| Code | Retrofit Measure | Building Type | Total EUI - Lower | Total - EUI - Upper | GHGI Lower | GHGI Upper | GHGI Average | Natural Gas (kwh/m2) | Electricity (kwh/m2) | % NG - LOW | % NG - HIGH | %Elec - LOW | %Elec - HIGH | % DES Added - LOW | % DES Added - HIGH | % Elec Added - LOW | % Elec Added - HIGH | Natural Gas - EUI LOW | Natural Gas - EUI HIGH | Electricity - EUI LOW | Electricity - EUI HIGH | DES - EUI LOW | DES - EUI HIGH | Total EUI Reduction - LOW | Total EUI Reduction - HIGH | Cost - Upper $/ft2 | Cost - Lower $/ft2
| Appliance Upgrades & Lighting and Lighting ControlsCondominium | Appliance Upgrades & Lighting and Lighting Controls | Condominium | 11% | 20% | 1% | 10% | 5.5% | 215 | 93 | 0% | 0% | 35% | 50% | 0% | 0% | 0% | 0% | 215 | 215 | 60.45 | 46.5 | 0 | 0 | 10.57% | 15.1% | 0 | 0
| Appliance Upgrades & Lighting and Lighting ControlsLow Rise Rental Apartment | Appliance Upgrades & Lighting and Lighting Controls | Low Rise Rental Apartment | 11% | 20% | 1% | 10% | 5.5% | 234 | 107 | 0% | 0% | 35% | 50% | 0% | 0% | 0% | 0% | 234 | 234 | 69.55 | 53.5 | 0 | 0 | 10.98% | 15.69% | 0 | 0
| Appliance Upgrades & Lighting and Lighting ControlsSingle Family Home Attached | Appliance Upgrades & Lighting and Lighting Controls | Single Family Home Attached | 11% | 20% | 1% | 10% | 5.5% | 147 | 43 | 0% | 0% | 50% | 70% | 0% | 0% | 0% | 0% | 147 | 147 | 21.5 | 12.9 | 0 | 0 | 11.32% | 15.84% | 0 | 0
| Appliance Upgrades & Lighting and Lighting ControlsSingle Family Home Detached | Appliance Upgrades & Lighting and Lighting Controls | Single Family Home Detached | 11% | 20% | 1% | 10% | 5.5% | 203 | 38 | 0% | 0% | 70% | 80% | 0% | 0% | 0% | 0% | 203 | 203 | 11.4 | 7.6 | 0 | 0 | 11.04% | 12.61% | 0 | 0
| Building Envelope - High Performance Envelope (Recladding, Air Sealing, New Insulation) Strip Mall | Building Envelope - High Performance Envelope (Recladding, Air Sealing, New Insulation) | Strip Mall | 21% | 30% | 21% | 30% | 25.5% | 127 | 248 | 0% | 0% | 18% | 20% | 25% | 35% | 0% | 0% | 127 | 127 | 203.36 | 198.4 | -31.75 | 44.45 | 20.37% | 1.373% | 11 | 25
| Building Envelope - High Performance Envelope (Recladding, Air Sealing, New Insulation) Mixed Use | Building Envelope - High Performance Envelope (Recladding, Air Sealing, New Insulation) | Mixed Use | 11% | 20% | 11% | 20% | 15.5% | 268 | 322 | 0% | 0% | 8% | 15% | 14% | 20% | 0% | 0% | 268 | 268 | 296.24 | 273.7 | -37.52 | 53.6 | 10.73% | -0.8983% | 11 | 25
| Building Envelope - High Performance Envelope (Recladding, Air Sealing, New Insulation) Condominium | Building Envelope - High Performance Envelope (Recladding, Air Sealing, New Insulation) | Condominium | 11% | 20% | 11% | 20% | 15.5% | 215 | 93 | 0% | 0% | 8% | 15% | 12% | 20% | 0% | 0% | 215 | 215 | 85.56 | 79.05 | -25.8 | 43 | 10.79% | -9.432% | 11 | 25
| Building Envelope - High Performance Glazing with Enhanced Air SealingMid Rise Office | Building Envelope - High Performance Glazing with Enhanced Air Sealing | Mid Rise Office | 1% | 10% | 1% | 10% | 5.5% | 270 | 219 | 0% | 0% | 1% | 8% | 1% | 11% | 0% | 0% | 0 | 0 | 216.81 | 201.48 | -2.7 | 29.7 | 56.21% | 52.72% | 1 | 10
| Building Envelope - High Performance Glazing with Enhanced Air SealingEducational Facility | Building Envelope - High Performance Glazing with Enhanced Air Sealing | Educational Facility | 1% | 10% | 1% | 10% | 5.5% | 201 | 284 | 0% | 0% | 1% | 8% | 1% | 12% | 0% | 0% | 201 | 201 | 281.16 | 261.28 | -2.01 | 24.12 | 1% | -0.2887% | 1 | 10
| Building Envelope - High Performance Glazing with Enhanced Air SealingBig Box Store | Building Envelope - High Performance Glazing with Enhanced Air Sealing | Big Box Store | 11% | 20% | 21% | 30% | 25.5% | 159 | 231 | 0% | 0% | 8% | 15% | 15% | 20% | 0% | 0% | 159 | 159 | 212.52 | 196.35 | -23.85 | 31.8 | 10.85% | 0.7308% | 1 | 10
| Building Envelope - High Performance Glazing with Enhanced Air SealingLow Rise Office | Building Envelope - High Performance Glazing with Enhanced Air Sealing | Low Rise Office | 1% | 10% | 1% | 10% | 5.5% | 149 | 204 | 0% | 0% | 1% | 8% | 1% | 12% | 0% | 0% | 149 | 149 | 201.96 | 187.68 | -1.49 | 17.88 | 1% | -0.4419% | 1 | 10
| Building Envelope - High Performance Glazing with Enhanced Air SealingStrip Mall | Building Envelope - High Performance Glazing with Enhanced Air Sealing | Strip Mall | 11% | 20% | 21% | 30% | 25.5% | 127 | 248 | 0% | 0% | 8% | 15% | 17% | 20% | 0% | 0% | 127 | 127 | 228.16 | 210.8 | -21.59 | 25.4 | 11.05% | 3.147% | 1 | 10
| Building Envelope - High Performance Glazing with Enhanced Air SealingMixed Use | Building Envelope - High Performance Glazing with Enhanced Air Sealing | Mixed Use | 1% | 10% | 1% | 10% | 5.5% | 268 | 322 | 0% | 0% | 1% | 8% | 1% | 12% | 0% | 0% | 268 | 268 | 318.78 | 296.24 | -2.68 | 32.16 | 1% | -1.085% | 1 | 10
| Building Envelope - High Performance Glazing with Enhanced Air SealingCondominium | Building Envelope - High Performance Glazing with Enhanced Air Sealing | Condominium | 1% | 10% | 1% | 10% | 5.5% | 215 | 93 | 0% | 0% | 1% | 8% | 1% | 11% | 0% | 0% | 215 | 215 | 92.07 | 85.56 | -2.15 | 23.65 | 1% | -5.263% | 1 | 10
| Building Envelope - High Performance Glazing with Enhanced Air SealingLow Rise Rental Apartment | Building Envelope - High Performance Glazing with Enhanced Air Sealing | Low Rise Rental Apartment | 1% | 10% | 1% | 10% | 5.5% | 234 | 107 | 0% | 0% | 1% | 8% | 1% | 11% | 0% | 0% | 234 | 234 | 105.93 | 98.44 | -2.34 | 25.74 | 1% | -5.038% | 1 | 10
| Building Envelope - High Performance Glazing with Enhanced Air SealingSingle Family Home Attached | Building Envelope - High Performance Glazing with Enhanced Air Sealing | Single Family Home Attached | 1% | 10% | 1% | 10% | 5.5% | 147 | 43 | 0% | 0% | 1% | 8% | 1% | 11% | 0% | 0% | 147 | 147 | 42.57 | 39.56 | -1.47 | 16.17 | 1% | -6.7% | 1 | 10
| Building Envelope - High Performance Glazing with Enhanced Air SealingSingle Family Home Detached | Building Envelope - High Performance Glazing with Enhanced Air Sealing | Single Family Home Detached | 1% | 10% | 1% | 10% | 5.5% | 203 | 38 | 0% | 0% | 1% | 7% | 1% | 11% | 0% | 0% | 203 | 203 | 37.62 | 35.34 | -2.03 | 22.33 | 1% | -8.162% | 1 | 10
| Building Envelope - High Performance Glazing, Wall Insulation, & Roof InsulationMid Rise Office | Building Envelope - High Performance Glazing, Wall Insulation, & Roof Insulation | Mid Rise Office | 11% | 20% | 1% | 10% | 5.5% | 270 | 219 | 0% | 0% | 8% | 15% | 14% | 20% | 0% | 0% | 270 | 270 | 201.48 | 186.15 | -37.8 | 54 | 11.31% | -4.325% | 11 | 25
| Building Envelope - High Performance Glazing, Wall Insulation, & Roof InsulationEducational Facility | Building Envelope - High Performance Glazing, Wall Insulation, & Roof Insulation | Educational Facility | 11% | 20% | 11% | 20% | 15.5% | 201 | 284 | 0% | 0% | 8% | 15% | 15% | 20% | 0% | 0% | 201 | 201 | 261.28 | 241.4 | -30.15 | 40.2 | 10.9% | 0.4948% | 11 | 25
| Building Envelope - High Performance Glazing, Wall Insulation, & Roof InsulationBig Box Store | Building Envelope - High Performance Glazing, Wall Insulation, & Roof Insulation | Big Box Store | 21% | 30% | 21% | 30% | 25.5% | 159 | 231 | 0% | 0% | 18% | 20% | 25% | 35% | 0% | 0% | 159 | 159 | 189.42 | 184.8 | -39.75 | 55.65 | 20.85% | -2.423% | 11 | 25
| Building Envelope - High Performance Glazing, Wall Insulation, & Roof InsulationLow Rise Office | Building Envelope - High Performance Glazing, Wall Insulation, & Roof Insulation | Low Rise Office | 11% | 20% | 1% | 10% | 5.5% | 149 | 204 | 0% | 0% | 8% | 15% | 15% | 20% | 0% | 0% | 149 | 149 | 187.68 | 173.4 | -22.35 | 29.8 | 10.95% | 0.2266% | 11 | 25
| Building Envelope - High Performance Glazing, Wall Insulation, & Roof InsulationLow Rise Rental Apartment | Building Envelope - High Performance Glazing, Wall Insulation, & Roof Insulation | Low Rise Rental Apartment | 11% | 20% | 11% | 20% | 15.5% | 234 | 107 | 0% | 0% | 8% | 15% | 12% | 20% | 0% | 0% | 234 | 234 | 98.44 | 90.95 | -28.08 | 46.8 | 10.74% | -9.018% | 11 | 25
| Building Envelope - High Performance Glazing, Wall Insulation, & Roof InsulationSingle Family Home Attached | Building Envelope - High Performance Glazing, Wall Insulation, & Roof Insulation | Single Family Home Attached | 11% | 20% | 11% | 20% | 15.5% | 147 | 43 | 0% | 0% | 8% | 15% | 12% | 20% | 0% | 0% | 147 | 147 | 39.56 | 36.55 | -17.64 | 29.4 | 11.09% | -12.08% | 1 | 10
| Building Envelope - High Performance Glazing, Wall Insulation, & Roof InsulationSingle Family Home Detached | Building Envelope - High Performance Glazing, Wall Insulation, & Roof Insulation | Single Family Home Detached | 11% | 20% | 11% | 20% | 15.5% | 203 | 38 | 0% | 0% | 8% | 15% | 12% | 20% | 0% | 0% | 203 | 203 | 34.96 | 32.3 | -24.36 | 40.6 | 11.37% | -14.48% | 1 | 10
| Domestic Hot Water - Electric Water HeaterBig Box Store | Domestic Hot Water - Electric Water Heater | Big Box Store | 1% | 5% | 1% | 10% | 5.5% | 159 | 231 | 0% | 0% | 0% | 0% | 2% | 15% | -0.5% | -3.75% | 159 | 159 | 231.795 | 236.9625 | -3.18 | 23.85 | 0.6115% | -7.644% | 0 | 0
| Domestic Hot Water - Electric Water HeaterStrip Mall | Domestic Hot Water - Electric Water Heater | Strip Mall | 1% | 5% | 1% | 10% | 5.5% | 127 | 248 | 0% | 0% | 0% | 0% | 2% | 20% | -0.5% | -5% | 127 | 127 | 248.635 | 254.35 | -2.54 | 25.4 | 0.508% | -8.467% | 0 | 0
| Domestic Hot Water - Electric Water HeaterSingle Family Home Attached | Domestic Hot Water - Electric Water Heater | Single Family Home Attached | 11% | 20% | 11% | 20% | 15.5% | 147 | 43 | 0% | 0% | 0% | 0% | 20% | 30% | -5% | -7.5% | 147 | 147 | 50.35 | 54.025 | -29.4 | 44.1 | 11.61% | -29.01% | 1 | 10
| Domestic Hot Water - Electric Water HeaterSingle Family Home Detached | Domestic Hot Water - Electric Water Heater | Single Family Home Detached | 21% | 30% | 21% | 30% | 25.5% | 203 | 38 | 0% | 0% | 0% | 0% | 20% | 30% | -5% | -7.5% | 203 | 203 | 48.15 | 53.225 | -40.6 | 60.9 | 12.63% | -31.59% | 1 | 10
| Domestic Hot Water - Heat Pump and Electric Resistance Water HeatersMid Rise Office | Domestic Hot Water - Heat Pump and Electric Resistance Water Heaters | Mid Rise Office | 1% | 5% | 1% | 10% | 5.5% | 270 | 219 | 0% | 0% | 0% | 0% | 2% | 10% | -0.5% | -2.5% | 270 | 270 | 220.35 | 225.75 | -5.4 | 27 | 0.8282% | -6.902% | 0 | 0
| Domestic Hot Water - Heat Pump and Electric Resistance Water HeatersEducational Facility | Domestic Hot Water - Heat Pump and Electric Resistance Water Heaters | Educational Facility | 1% | 5% | 1% | 15% | 8% | 201 | 284 | 0% | 0% | 0% | 0% | 2% | 15% | -0.5% | -3.75% | 201 | 201 | 285.005 | 291.5375 | -4.02 | 30.15 | 0.6216% | -7.771% | 1 | 10
| Domestic Hot Water - Heat Pump and Electric Resistance Water HeatersLow Rise Office | Domestic Hot Water - Heat Pump and Electric Resistance Water Heaters | Low Rise Office | 1% | 5% | 1% | 10% | 5.5% | 149 | 204 | 0% | 0% | 0% | 0% | 2% | 15% | -0.5% | -3.75% | 149 | 149 | 204.745 | 209.5875 | -2.98 | 22.35 | 0.6331% | -7.914% | 0 | 0
| Domestic Hot Water - Heat Pump and Electric Resistance Water HeatersMixed Use | Domestic Hot Water - Heat Pump and Electric Resistance Water Heaters | Mixed Use | 11% | 20% | 21% | 30% | 25.5% | 268 | 322 | 0% | 0% | 0% | 0% | 20% | 40% | -5% | -10% | 268 | 268 | 335.4 | 348.8 | -53.6 | 107.2 | 6.814% | -22.71% | 1 | 10
| Domestic Hot Water - Heat Pump and Electric Resistance Water HeatersCondominium | Domestic Hot Water - Heat Pump and Electric Resistance Water Heaters | Condominium | 1% | 10% | 1% | 10% | 5.5% | 215 | 93 | 0% | 0% | 0% | 0% | 2% | 20% | -0.5% | -5% | 215 | 215 | 94.075 | 103.75 | -4.3 | 43 | 1.047% | -17.45% | 1 | 10
| Domestic Hot Water - Heat Pump and Electric Resistance Water HeatersLow Rise Rental Apartment | Domestic Hot Water - Heat Pump and Electric Resistance Water Heaters | Low Rise Rental Apartment | 11% | 20% | 21% | 30% | 25.5% | 234 | 107 | 0% | 0% | 0% | 0% | 22% | 30% | -5.5% | -7.5% | 234 | 234 | 119.87 | 124.55 | -51.48 | 70.2 | 11.32% | -25.73% | 1 | 10
| Gas Appliances - Electric and Induction RangesEducational Facility | Gas Appliances - Electric and Induction Ranges | Educational Facility | 1% | 10% | 10% | 15% | 12.5% | 201 | 284 | 100% | 100% | 0% | 0% | 0% | 0% | -1% | -7.5% | 0 | 0 | 286.01 | 299.075 | 0 | 0 | 41.03% | 38.34% | 1 | 10
| Gas Appliances - Electric and Induction Ranges & Heat Pump Electric DryersMixed Use | Gas Appliances - Electric and Induction Ranges & Heat Pump Electric Dryers | Mixed Use | 1% | 10% | 5% | 25% | 15% | 268 | 322 | 100% | 100% | 0% | 0% | 0% | 0% | -1% | -7.5% | 0 | 0 | 324.68 | 342.1 | 0 | 0 | 44.97% | 42.02% | 1 | 5
| Gas Appliances - Electric and Induction Ranges & Heat Pump Electric DryersCondominium | Gas Appliances - Electric and Induction Ranges & Heat Pump Electric Dryers | Condominium | 1% | 10% | 5% | 20% | 12.5% | 215 | 93 | 100% | 100% | 0% | 0% | 0% | 0% | -1% | -7.5% | 0 | 0 | 95.15 | 109.125 | 0 | 0 | 69.11% | 64.57% | 1 | 5
| Gas Appliances - Electric and Induction Ranges & Heat Pump Electric DryersLow Rise Rental Apartment | Gas Appliances - Electric and Induction Ranges & Heat Pump Electric Dryers | Low Rise Rental Apartment | 1% | 10% | 5% | 20% | 12.5% | 234 | 107 | 100% | 100% | 0% | 0% | 0% | 0% | -1% | -7.5% | 0 | 0 | 109.34 | 124.55 | 0 | 0 | 67.94% | 63.48% | 1 | 5
| Gas Appliances - Electric and Induction Ranges & Heat Pump Electric DryersSingle Family Home Attached | Gas Appliances - Electric and Induction Ranges & Heat Pump Electric Dryers | Single Family Home Attached | 1% | 10% | 5% | 20% | 12.5% | 147 | 43 | 100% | 100% | 0% | 0% | 0% | 0% | -1% | -7.5% | 0 | 0 | 44.47 | 54.025 | 0 | 0 | 76.59% | 71.57% | 1 | 5
| Gas Appliances - Electric and Induction Ranges & Heat Pump Electric DryersSingle Family Home Detached | Gas Appliances - Electric and Induction Ranges & Heat Pump Electric Dryers | Single Family Home Detached | 1% | 10% | 5% | 20% | 12.5% | 203 | 38 | 100% | 100% | 0% | 0% | 0% | 0% | -1% | -7.5% | 0 | 0 | 40.03 | 53.225 | 0 | 0 | 83.39% | 77.91% | 1 | 5
| Heating, Cooling, Ventilation Systems - Ground Source Heat Pumps + Energy Recovery Ventilators + Electric HumidifierEducational Facility | Heating, Cooling, Ventilation Systems - Ground Source Heat Pumps + Energy Recovery Ventilators + Electric Humidifier | Educational Facility | 22% | 40% | 30% | 75% | 52.5% | 201 | 284 | 0% | 0% | 0% | 0% | 80% | 98% | -26.67% | -32.67% | 201 | 201 | 337.6 | 349.66 | -160.8 | 196.98 | 22.1% | -54.15% | 11 | 25
| Heating, Cooling, Ventilation Systems - Air Source Heat Pumps + Dedicated Outdoor AirMid Rise Office | Heating, Cooling, Ventilation Systems - Air Source Heat Pumps + Dedicated Outdoor Air | Mid Rise Office | 21% | 35% | 30% | 75% | 52.5% | 270 | 219 | 0% | 0% | 0% | 0% | 90% | 97% | -45% | -48.5% | 270 | 270 | 340.5 | 349.95 | -243 | 261.9 | 24.85% | -80.34% | 1 | 10
| Heating, Cooling, Ventilation Systems - Air Source Heat Pumps + Dedicated Outdoor AirCondominium | Heating, Cooling, Ventilation Systems - Air Source Heat Pumps + Dedicated Outdoor Air | Condominium | 32% | 50% | 21% | 30% | 25.5% | 215 | 93 | 0% | 0% | 0% | 0% | 80% | 95% | -40% | -47.5% | 215 | 215 | 179 | 195.125 | -172 | 204.25 | 27.92% | -99.47% | 1 | 10
| Heating, Cooling, Ventilation Systems - Air Source Heat Pumps + Energy Recovery VentilatorsMixed Use | Heating, Cooling, Ventilation Systems - Air Source Heat Pumps + Energy Recovery Ventilators | Mixed Use | 22% | 40% | 20% | 40% | 30% | 268 | 322 | 0% | 0% | 0% | 0% | 70% | 80% | -35% | -40% | 268 | 268 | 415.8 | 429.2 | -187.6 | 214.4 | 15.9% | -54.51% | 1 | 10
| Heating, Cooling, Ventilation Systems - Air Source Heat Pumps + Energy Recovery VentilatorsLow Rise Rental Apartment | Heating, Cooling, Ventilation Systems - Air Source Heat Pumps + Energy Recovery Ventilators | Low Rise Rental Apartment | 21% | 30% | 31% | 40% | 35.5% | 234 | 107 | 0% | 0% | 0% | 0% | 70% | 80% | -35% | -40% | 234 | 234 | 188.9 | 200.6 | -163.8 | 187.2 | 24.02% | -82.35% | 11 | 25
| Heating, Cooling, Ventilation Systems - Air Source Heat Pumps + Energy Recovery Ventilators + Electric HumidifierEducational Facility | Heating, Cooling, Ventilation Systems - Air Source Heat Pumps + Energy Recovery Ventilators + Electric Humidifier | Educational Facility | 22% | 40% | 30% | 75% | 52.5% | 201 | 284 | 0% | 0% | 0% | 0% | 80% | 98% | -40% | -49% | 201 | 201 | 364.4 | 382.49 | -160.8 | 196.98 | 16.58% | -60.92% | 11 | 25
| Heating, Cooling, Ventilation Systems - Low Carbon District Energy System + Dedicated Outdoor AirMid Rise Office | Heating, Cooling, Ventilation Systems - Low Carbon District Energy System + Dedicated Outdoor Air | Mid Rise Office | 21% | 35% | 30% | 75% | 52.5% | 270 | 219 | 0% | 0% | 0% | 0% | 0% | 0% | 0% | 0% | 270 | 270 | 219 | 219 | 0 | 0 | 0% | 0% | 1 | 10
| Heating, Cooling, Ventilation Systems - Low Carbon District Energy System + Dedicated Outdoor AirCondominium | Heating, Cooling, Ventilation Systems - Low Carbon District Energy System + Dedicated Outdoor Air | Condominium | 32% | 50% | 21% | 30% | 25.5% | 215 | 93 | 0% | 0% | 0% | 0% | 0% | 0% | 0% | 0% | 215 | 215 | 93 | 93 | 0 | 0 | 0% | 0% | 1 | 10
| Heating, Cooling, Ventilation Systems - Low Carbon District Energy System + Energy Recovery VentilatorsMixed Use | Heating, Cooling, Ventilation Systems - Low Carbon District Energy System + Energy Recovery Ventilators | Mixed Use | 22% | 40% | 20% | 40% | 30% | 268 | 322 | 0% | 0% | 0% | 0% | 0% | 0% | 0% | 0% | 268 | 268 | 322 | 322 | 0 | 0 | 0% | 0% | 1 | 10
| Heating, Cooling, Ventilation Systems - Low Carbon District Energy System + Energy Recovery VentilatorsLow Rise Rental Apartment | Heating, Cooling, Ventilation Systems - Low Carbon District Energy System + Energy Recovery Ventilators | Low Rise Rental Apartment | 21% | 30% | 31% | 40% | 35.5% | 234 | 107 | 0% | 0% | 0% | 0% | 0% | 0% | 0% | 0% | 234 | 234 | 107 | 107 | 0 | 0 | 0% | 0% | 11 | 25
| Heating, Cooling, Ventilation Systems - Low Carbon District Energy System + Energy Recovery Ventilators + Electric HumidifierEducational Facility | Heating, Cooling, Ventilation Systems - Low Carbon District Energy System + Energy Recovery Ventilators + Electric Humidifier | Educational Facility | 22% | 40% | 30% | 75% | 52.5% | 201 | 284 | 0% | 0% | 0% | 0% | 0% | 0% | 0% | 0% | 201 | 201 | 284 | 284 | 0 | 0 | 0% | 0% | 11 | 25
| Heating, Cooling, Ventilation Systems - Ground Source Heat Pumps + Dedicated Outdoor AirMid Rise Office | Heating, Cooling, Ventilation Systems - Ground Source Heat Pumps + Dedicated Outdoor Air | Mid Rise Office | 21% | 35% | 30% | 75% | 52.5% | 270 | 219 | 0% | 0% | 0% | 0% | 90% | 97% | -30% | -32.33% | 270 | 270 | 300 | 306.3 | -243 | 261.9 | 33.13% | -71.41% | 1 | 10
| Heating, Cooling, Ventilation Systems - Ground Source Heat Pumps + Dedicated Outdoor AirCondominium | Heating, Cooling, Ventilation Systems - Ground Source Heat Pumps + Dedicated Outdoor Air | Condominium | 32% | 50% | 21% | 30% | 25.5% | 215 | 93 | 0% | 0% | 0% | 0% | 80% | 95% | -26.67% | -31.67% | 215 | 215 | 150.3333 | 161.0833 | -172 | 204.25 | 37.23% | -88.42% | 1 | 10
| Heating, Cooling, Ventilation Systems - Ground Source Heat Pumps + Energy Recovery VentilatorsMixed Use | Heating, Cooling, Ventilation Systems - Ground Source Heat Pumps + Energy Recovery Ventilators | Mixed Use | 22% | 40% | 20% | 40% | 30% | 268 | 322 | 0% | 0% | 0% | 0% | 70% | 80% | -23.33% | -26.67% | 268 | 268 | 384.5333 | 393.4667 | -187.6 | 214.4 | 21.2% | -48.45% | 1 | 10
| Heating, Cooling, Ventilation Systems - Ground Source Heat Pumps + Energy Recovery VentilatorsLow Rise Rental Apartment | Heating, Cooling, Ventilation Systems - Ground Source Heat Pumps + Energy Recovery Ventilators | Low Rise Rental Apartment | 21% | 30% | 31% | 40% | 35.5% | 234 | 107 | 0% | 0% | 0% | 0% | 70% | 80% | -23.33% | -26.67% | 234 | 234 | 161.6 | 169.4 | -163.8 | 187.2 | 32.02% | -73.2% | 11 | 25
| Heating, Cooling, Ventilation Systems - Rooftop Air Source Heat Pump with Electric BaseboardLow Rise Office | Heating, Cooling, Ventilation Systems - Rooftop Air Source Heat Pump with Electric Baseboard | Low Rise Office | 21% | 30% | 30% | 75% | 52.5% | 149 | 204 | 0% | 0% | 0% | 0% | 85% | 97% | -42.5% | -48.5% | 149 | 149 | 267.325 | 276.265 | -126.65 | 144.53 | 17.94% | -61.42% | 11 | 25
| Heating, Cooling, Ventilation Systems - Rooftop Air Source Heat Pumps + Energy Recovery VentilatorBig Box Store | Heating, Cooling, Ventilation Systems - Rooftop Air Source Heat Pumps + Energy Recovery Ventilator | Big Box Store | 12% | 30% | 30% | 55% | 42.5% | 159 | 231 | 0% | 0% | 0% | 0% | 85% | 97% | -42.5% | -48.5% | 159 | 159 | 298.575 | 308.115 | -135.15 | 154.23 | 17.33% | -59.32% | 11 | 25 | 0
| Heating, Cooling, Ventilation Systems - Rooftop Air Source Heat Pumps + Energy Recovery VentilatorsStrip Mall | Heating, Cooling, Ventilation Systems - Rooftop Air Source Heat Pumps + Energy Recovery Ventilators | Strip Mall | 12% | 25% | 20% | 55% | 37.5% | 127 | 248 | 0% | 0% | 0% | 0% | 80% | 97% | -40% | -48.5% | 127 | 127 | 298.8 | 309.595 | -101.6 | 123.19 | 13.55% | -49.28% | 11 | 25
| Heating, Cooling, Ventilation, Systems - Air Source Heat Pumps + Energy Recovery Ventilators + Smart ThermostatsSingle Family Home Attached | Heating, Cooling, Ventilation, Systems - Air Source Heat Pumps + Energy Recovery Ventilators + Smart Thermostats | Single Family Home Attached | 1% | 50% | 1% | 45% | 23% | 147 | 43 | 0% | 0% | 0% | 0% | 60% | 80% | -30% | -40% | 147 | 147 | 87.1 | 101.8 | -88.2 | 117.6 | 23.21% | -92.84% | 1 | 10
| Heating, Cooling, Ventilation, Systems - Air Source Heat Pumps + Energy Recovery Ventilators + Smart ThermostatsSingle Family Home Detached | Heating, Cooling, Ventilation, Systems - Air Source Heat Pumps + Energy Recovery Ventilators + Smart Thermostats | Single Family Home Detached | 1% | 60% | 1% | 55% | 28% | 203 | 38 | 0% | 0% | 0% | 0% | 60% | 80% | -30% | -40% | 203 | 203 | 98.9 | 119.2 | -121.8 | 162.4 | 25.27% | -101.1% | 1 | 10
| Heating, Cooling, Ventilation, Systems - Ground Source Heat Pumps + Energy Recovery Ventilators + Smart ThermostatsSingle Family Home Attached | Heating, Cooling, Ventilation, Systems - Ground Source Heat Pumps + Energy Recovery Ventilators + Smart Thermostats | Single Family Home Attached | 1% | 50% | 1% | 45% | 23% | 147 | 43 | 0% | 0% | 0% | 0% | 60% | 80% | -20% | -26.67% | 147 | 147 | 72.4 | 82.2 | -88.2 | 117.6 | 30.95% | -82.53% | 1 | 10
| Heating, Cooling, Ventilation, Systems - Ground Source Heat Pumps + Energy Recovery Ventilators + Smart ThermostatsSingle Family Home Detached | Heating, Cooling, Ventilation, Systems - Ground Source Heat Pumps + Energy Recovery Ventilators + Smart Thermostats | Single Family Home Detached | 1% | 60% | 1% | 55% | 28% | 203 | 38 | 0% | 0% | 0% | 0% | 60% | 80% | -20% | -26.67% | 203 | 203 | 78.6 | 92.1333 | -121.8 | 162.4 | 33.69% | -89.85% | 1 | 10
| Lighting and Lighting ControlsMid Rise Office | Lighting and Lighting Controls | Mid Rise Office | 1% | 10% | 1% | 10% | 5.5% | 270 | 219 | 0% | 0% | 3% | 22% | 0% | 0% | 0% | 0% | 270 | 270 | 212.43 | 170.82 | 0 | 0 | 1.344% | 9.853% | 1 | 10
| Lighting and Lighting ControlsEducational Facility | Lighting and Lighting Controls | Educational Facility | 1% | 10% | 1% | 5% | 3% | 201 | 284 | 0% | 0% | 1% | 17% | 0% | 0% | 0% | 0% | 201 | 201 | 281.16 | 235.72 | 0 | 0 | 0.5856% | 9.955% | 1 | 10
| Lighting and Lighting ControlsBig Box Store | Lighting and Lighting Controls | Big Box Store | 1% | 10% | 1% | 10% | 5.5% | 159 | 231 | 0% | 0% | 1% | 17% | 0% | 0% | 0% | 0% | 159 | 159 | 228.69 | 191.73 | 0 | 0 | 0.5923% | 10.07% | 1 | 10
| Lighting and Lighting ControlsLow Rise Office | Lighting and Lighting Controls | Low Rise Office | 1% | 10% | 1% | 10% | 5.5% | 149 | 204 | 0% | 0% | 1% | 18% | 0% | 0% | 0% | 0% | 149 | 149 | 201.96 | 167.28 | 0 | 0 | 0.5779% | 10.4% | 1 | 10
| Lighting and Lighting ControlsStrip Mall | Lighting and Lighting Controls | Strip Mall | 1% | 10% | 1% | 10% | 5.5% | 127 | 248 | 0% | 0% | 1% | 15% | 0% | 0% | 0% | 0% | 127 | 127 | 245.52 | 210.8 | 0 | 0 | 0.6613% | 9.92% | 1 | 10
| Lighting and Lighting ControlsMixed Use | Lighting and Lighting Controls | Mixed Use | 1% | 10% | 1% | 10% | 5.5% | 268 | 322 | 0% | 0% | 1% | 18% | 0% | 0% | 0% | 0% | 268 | 268 | 318.78 | 264.04 | 0 | 0 | 0.5458% | 9.824% | 0 | 0
| Renewables - Solar PVMid Rise Office | Renewables - Solar PV | Mid Rise Office | 1% | 10% | 1% | 5% | 3% | 270 | 219 | 0% | 0% | 2% | 22% | 0% | 0% | 0% | 0% | 270 | 270 | 214.62 | 170.82 | 0 | 0 | 0.8957% | 9.853% | 26 | 50
| Renewables - Solar PVEducational Facility | Renewables - Solar PV | Educational Facility | 1% | 10% | 1% | 3% | 2% | 201 | 284 | 0% | 0% | 2% | 17% | 0% | 0% | 0% | 0% | 201 | 201 | 278.32 | 235.72 | 0 | 0 | 1.171% | 9.955% | 26 | 50
| Renewables - Solar PVBig Box Store | Renewables - Solar PV | Big Box Store | 1% | 10% | 1% | 5% | 3% | 159 | 231 | 0% | 0% | 2% | 17% | 0% | 0% | 0% | 0% | 159 | 159 | 226.38 | 191.73 | 0 | 0 | 1.185% | 10.07% | 26 | 50
| Renewables - Solar PVLow Rise Office | Renewables - Solar PV | Low Rise Office | 1% | 10% | 1% | 5% | 3% | 149 | 204 | 0% | 0% | 2% | 17% | 0% | 0% | 0% | 0% | 149 | 149 | 199.92 | 169.32 | 0 | 0 | 1.156% | 9.824% | 26 | 50
| Renewables - Solar PVStrip Mall | Renewables - Solar PV | Strip Mall | 1% | 10% | 1% | 3% | 2% | 127 | 248 | 0% | 0% | 2% | 15% | 0% | 0% | 0% | 0% | 127 | 127 | 243.04 | 210.8 | 0 | 0 | 1.323% | 9.92% | 26 | 50
| Renewables - Solar PVMixed Use | Renewables - Solar PV | Mixed Use | 1% | 10% | 1% | 5% | 3% | 268 | 322 | 0% | 0% | 2% | 18% | 0% | 0% | 0% | 0% | 268 | 268 | 315.56 | 264.04 | 0 | 0 | 1.092% | 9.824% | 26 | 50
| Renewables - Solar PVCondominium | Renewables - Solar PV | Condominium | 1% | 10% | 1% | 5% | 3% | 215 | 93 | 0% | 0% | 2% | 22% | 0% | 0% | 0% | 0% | 215 | 215 | 91.14 | 72.54 | 0 | 0 | 0.6039% | 6.643% | 26 | 50
| Renewables - Solar PVLow Rise Rental Apartment | Renewables - Solar PV | Low Rise Rental Apartment | 1% | 10% | 1% | 5% | 3% | 234 | 107 | 0% | 0% | 2% | 30% | 0% | 0% | 0% | 0% | 234 | 234 | 104.86 | 74.9 | 0 | 0 | 0.6276% | 9.413% | 26 | 50
| Renewables - Solar PVSingle Family Home Attached | Renewables - Solar PV | Single Family Home Attached | 1% | 10% | 1% | 5% | 3% | 147 | 43 | 0% | 0% | 3% | 40% | 0% | 0% | 0% | 0% | 147 | 147 | 41.71 | 25.8 | 0 | 0 | 0.6789% | 9.053% | 26 | 50
| Renewables - Solar PVSingle Family Home Detached | Renewables - Solar PV | Single Family Home Detached | 1% | 10% | 1% | 5% | 3% | 203 | 38 | 0% | 0% | 4% | 50% | 0% | 0% | 0% | 0% | 203 | 203 | 36.48 | 19 | 0 | 0 | 0.6307% | 7.884% | 26 | 50
| Renewables - Solar ThermalMid Rise Office | Renewables - Solar Thermal | Mid Rise Office | 1% | 10% | 1% | 3% | 2% | 270 | 219 | 0% | 0% | 0% | 0% | 2% | 10% | 0% | 0% | 270 | 270 | 219 | 219 | -5.4 | 27 | 1.104% | -5.521% | 26 | 50
| Renewables - Solar ThermalEducational Facility | Renewables - Solar Thermal | Educational Facility | 1% | 10% | 1% | 3% | 2% | 201 | 284 | 0% | 0% | 0% | 0% | 2% | 10% | 0% | 0% | 201 | 201 | 284 | 284 | -4.02 | 20.1 | 0.8289% | -4.144% | 26 | 50
| Renewables - Solar ThermalLow Rise Office | Renewables - Solar Thermal | Low Rise Office | 1% | 10% | 1% | 5% | 3% | 149 | 204 | 0% | 0% | 0% | 0% | 2% | 10% | 0% | 0% | 149 | 149 | 204 | 204 | -2.98 | 14.9 | 0.8442% | -4.221% | 26 | 50
| Renewables - Solar ThermalMixed Use | Renewables - Solar Thermal | Mixed Use | 1% | 10% | 1% | 5% | 3% | 268 | 322 | 0% | 0% | 0% | 0% | 2% | 10% | 0% | 0% | 268 | 268 | 322 | 322 | -5.36 | 26.8 | 0.9085% | -4.542% | 26 | 50
| Renewables - Solar ThermalCondominium | Renewables - Solar Thermal | Condominium | 1% | 10% | 1% | 5% | 3% | 215 | 93 | 0% | 0% | 0% | 0% | 2% | 10% | 0% | 0% | 215 | 215 | 93 | 93 | -4.3 | 21.5 | 1.396% | -6.981% | 26 | 50
| Renewables - Solar ThermalLow Rise Rental Apartment | Renewables - Solar Thermal | Low Rise Rental Apartment | 1% | 10% | 1% | 5% | 3% | 234 | 107 | 0% | 0% | 0% | 0% | 2% | 10% | 0% | 0% | 234 | 234 | 107 | 107 | -4.68 | 23.4 | 1.372% | -6.862% | 26 | 50
| Renewables - Solar ThermalSingle Family Home Attached | Renewables - Solar Thermal | Single Family Home Attached | 5% | 15% | 10% | 20% | 15% | 147 | 43 | 0% | 0% | 0% | 0% | 7% | 20% | 0% | 0% | 147 | 147 | 43 | 43 | -10.29 | 29.4 | 5.416% | -15.47% | 26 | 50
| Renewables - Solar ThermalSingle Family Home Detached | Renewables - Solar Thermal | Single Family Home Detached | 5% | 15% | 10% | 20% | 15% | 203 | 38 | 0% | 0% | 0% | 0% | 6% | 18% | 0% | 0% | 203 | 203 | 38 | 38 | -12.18 | 36.54 | 5.054% | -15.16% | 26 | 50